## Summary
Hardware Type | Description | Required - Site | Sent - Site | Required - Spares | Available - Spares | Required Action
Server Type 2.1 | NVR Server (Rackmount) | 16 | 16 | 2 | 2 | No Action Required
Server Type 4.1 | VCA CPU Servers (Rackmount) | 56 | 56 | 8 | 8 | No Action Required
Server Type 3 | VCA GPU Servers (Rackmount) | 80 | 80 | 2 | 2 | No Action Required
Server Type 1 | ESXi Blade Servers (to be used as NVR) | 32 | 18 | 4 | 4 | - 15 available in Khumrah & 3 in kerry WH - 14 from Khumrah to be sent to site - 1 from Khumrah and 3 from Kerry to be packed as spare
Server Type 2 | NVR Blade Servers | 128 | 132 | 18 | 20 | - 130 installed, 2 on site in box, 16 installed for MCR Ramadan Scope - 2 from installed to be sent back as spare and packed - 16 for MCR Ramadan Scope to be sent back as spare and packed - 2 available on site in box to be sent back as spare
Server Type 4 | VCA CPU Blade Servers | 244 |  | 0 |  | - 239 installed, 1 in box (rusty), 3 in Kerry Warehouse, 1 missing or cannot be tracked - 3 from kerry warehouse to be sent on site - 1 missing server to be tracked
Enclosure Type 1 | Enclosures with 6 switches (ESXi & NVR) | 12 | 10 | 1 |  | - 26 sent on site, 1 in Khumrah, 1 installed in Ramadan Scope, 2 Spares missing or cannot be tracked - 1 in Khumrah to be sent to site - 1 installed in Ramadan Scope to be sent to site - 2 spares need to be tracked
Enclosure Type 2 | Enclosures with 2 switches (VCA) | 16 | 16 | 1

## HP Inventory Tracking
Lotfi Obs | Observation | Rack | Enclosure N | Enclosure SN | ID | blade_name | Enclosure_Physical_Name | Old Enclosure | serial_no | BOM URL | Description | Part Number | Description | Item Number | Type | CPU Model | Total Memory | Disks | Location
OK |  | 12 | 3 |  | 12 | SV-MTR-0312-21E-12 | SV-MTR-0312-21E |  | CZ250603HC | https://partsurfer.hpe.com/Search.aspx?searchText=CZ250603HC | HP BL460c G9 | 727021-B21 | VCA Server |  | Server Type 4 (VCA) | 2 x E5-2660 v3 - 10 Cores - 2.6 GHz | 64 GB | 2 x 300 GB | Warehouse
[9 empty] | CZ34154HWY | https://partsurfer.hpe.com/Search.aspx?searchText=CZ34154HWY | HP BL460c G9 | 727021-B21 | NVR Server |  | Server Type 2 (NVR) | 2 x E5-2609v2 - 4 Cores - 2.5 GHz | 32 GB | 2 x 146 GB | Warehouse
OK |  | 14 | 1 |  | 14 | SV-MTR-0314-01E-14 | SV-MTR-0314-01E |  | CZ250603GM | https://partsurfer.hpe.com/Search.aspx?searchText=CZ250603GM | HP BL460c G9 | 727021-B21 | VCA Server |  | Server Type 4 (VCA) | 2 x E5-2660 v3 - 10 Cores - 2.6 GHz | 64 GB | 2 x 300 GB | Warehouse
OK |  | 14 | 1 |  | 16 | SV-MTR-0314-01E-16 | SV-MTR-0314-01E |  | CZ250603F6 | https://partsurfer.hpe.com/Search.aspx?searchText=CZ250603F6 | HP BL460c G9 | 727021-B21 | VCA Server |  | Server Type 4 (VCA) | 2 x E5-2660 v3 - 10 Cores - 2.6 GHz | 64 GB | 2 x 300 GB | Warehouse
OK |  | 12 | 3 |  | 6 | SV-MTR-0312-21E-06 | SV-MTR-0312-21E |  | CZ25060FPP | https://partsurfer.hpe.com/Search.aspx?searchText=CZ25060FPP | HP BL460c G9 | 727021-B21 | VCA Server |  | Server Type 4 (VCA) | 2 x E5-2660 v3 - 10 Cores - 2.6 GHz | 64 GB | 2 x 300 GB | Warehouse
OK |  | 13 | 2 |  | 3 | SV-MTR-0313-11E-03 | SV-MTR-0313-11E |  | CZ25060FT5 | https://partsurfer.hpe.com/Search.aspx?searchText=CZ25060FT5 | HP BL460c G9 | 727021-B21 | VCA Server |  | Server Type 4 (VCA) | 2 x E5-2660 v3 - 10 Cores - 2.6 GHz | 64 GB | 2 x 300 GB | Warehouse
OK |  | 13 | 1 |  | 8 | SV-MTR-0313-01E-08 | SV-MTR-0313-01E |  | CZ250603GJ | https://partsurfer.hpe.com/Search.aspx?searchText=CZ250603GJ | HP BL460c G9 | 727021-B21 | VCA Server |  | Server Type 4 (VCA) | 2 x E5-2660 v3 - 10 Cores - 2.6 GHz | 64 GB | 2 x 300 GB | Warehouse
OK |  | 12 | 3 |  | 5 | SV-MTR-0312-21E-05 | SV-MTR-0312-21E |  | CZ250603DW | https://partsurfer.hpe.com/Search.aspx?searchText=CZ250603DW | HP BL460c G9 | 727021-B21 | VCA Server |  | Server Type 4 (VCA) | 2 x E5-2660 v3 - 10 Cores - 2.6 GHz | 64 GB | 2 x 300 GB | Warehouse
OK |  | 12 | 3 |  | 4 | SV-MTR-0312-21E-04 | SV-MTR-0312-21E |  | CZ250603H3 | https://partsurfer.hpe.com/Search.aspx?searchText=CZ250603H3 | HP BL460c G9 | 727021-B21 | VCA Server |  | Server Type 4 (VCA) | 2 x E5-2660 v3 - 10 Cores - 2.6 GHz | 64 GB | 2 x 300 GB | Warehouse
OK |  | 13 | 1 |  | 7 | SV-MTR-0313-01E-07 | SV-MTR-0313-01E |  | CZ250603D1 | https://partsurfer.hpe.com/Search.aspx?searchText=CZ250603D1 | HP BL460c G9 | 727021-B21 | VCA Server |  | Server Type 4 (VCA) | 2 x E5-2660 v3 - 10 Cores - 2.6 GHz | 64 GB | 2 x 300 GB | Warehouse
OK |  | 12 | 3 |  | 10 | SV-MTR-0312-21E-10 | SV-MTR-0312-21E |  | CZ250603GX | https://partsurfer.hpe.com/Search.aspx?searchText=CZ250603GX | HP BL460c G9 | 727021-B21 | VCA Server |  | Server Type 4 (VCA) | 2 x E5-2660 v3 - 10 Cores - 2.6 GHz | 64 GB | 2 x 300 GB | Warehouse
OK |  | 12 | 3 |  | 9 | SV-MTR-0312-21E-09 | SV-MTR-0312-21E |  | CZ25060FR4 | https://partsurfer.hpe.com/Search.aspx?searchText=CZ25060FR4 | HP BL460c G9 | 727021-B21 | VCA Server |  | Server Type 4 (VCA) | 2 x E5-2660 v3 - 10 Cores - 2.6 GHz | 64 GB | 2 x 300 GB | Warehouse
OK |  | 12 | 3 |  | 8 | SV-MTR-0312-21E-08 | SV-MTR-0312-21E |  | CZ25060FPT | https://partsurfer.hpe.com/Search.aspx?searchText=CZ25060FPT | HP BL460c G9 | 727021-B21 | VCA Server |  | Server Type 4 (VCA) | 2 x E5-2660 v3 - 10 Cores - 2.6 GHz | 64 GB | 2 x 300 GB | Warehouse
OK |  | 12 | 3 |  | 15 | SV-MTR-0312-21E-15 | SV-MTR-0312-21E |  | CZ250603DZ | https://partsurfer.hpe.com/Search.aspx?searchText=CZ250603DZ | HP BL460c G9 | 727021-B21 | VCA Server |  | Server Type 4 (VCA) | 2 x E5-2660 v3 - 10 Cores - 2.6 GHz | 64 GB | 2 x 300 GB | Warehouse
OK |  | 12 | 1 |  | 1 | SV-MTR-0312-01E-01 | SV-MTR-0312-01E |  | CZ250603G6 | https://partsurfer.hpe.com/Search.aspx?searchText=CZ250603G6 | HP BL460c G9 | 727021-B21 | VCA Server |  | Server Type 4 (VCA) | 2 x E5-2660 v3 - 10 Cores - 2.6 GHz | 64 GB | 2 x 300 GB | Warehouse
OK |  | 12 | 3 |  | 16 | SV-MTR-0312-21E-16 | SV-MTR-0312-21E |  | CZ250603FW | https://partsurfer.hpe.com/Search.aspx?searchText=CZ250603FW | HP BL460c G9 | 727021-B21 | VCA Server |  | Server Type 4 (VCA) | 2 x E5-2660 v3 - 10 Cores - 2.6 GHz | 64 GB | 2 x 300 GB | Warehouse
OK |  | 12 | 3 |  | 11 | SV-MTR-0312-21E-11 | SV-MTR-0312-21E |  | CZ25060FT7 | https://partsurfer.hpe.com/Search.aspx?searchText=CZ25060FT7 | HP BL460c G9 | 727021-B21 | VCA Server |  | Server Type 4 (VCA) | 2 x E5-2660 v3 - 10 Cores - 2.6 GHz | 64 GB | 2 x 300 GB | Warehouse
OK |  | 13 | 1 |  | 16 | SV-MTR-0313-01E-16 | SV-MTR-0313-01E |  | CZ25060FS8 | https://partsurfer.hpe.com/Search.aspx?searchText=CZ25060FS8 | HP BL460c G9 | 727021-B21 | VCA Server |  | Server Type 4 (VCA) | 2 x E5-2660 v3 - 10 Cores - 2.6 GHz | 64 GB | 2 x 300 GB | Warehouse
OK |  | 14 | 1 |  | 12 | SV-MTR-0314-01E-12 | SV-MTR-0314-01E |  | CZ250603GG | https://partsurfer.hpe.com/Search.aspx?searchText=CZ250603GG | HP BL460c G9 | 727021-B21 | VCA Server |  | Server Type 4 (VCA) | 2 x E5-2660 v3 - 10 Cores - 2.6 GHz | 64 GB | 2 x 300 GB | Warehouse
OK |  | 13 | 2 |  | 1 | SV-MTR-0313-11E-01 | SV-MTR-0313-11E |  | CZ250603FS | https://partsurfer.hpe.com/Search.aspx?searchText=CZ250603FS | HP BL460c G9 | 727021-B21 | VCA Server |  | Server Type 4 (VCA) | 2 x E5-2660 v3 - 10 Cores - 2.6 GHz | 64 GB | 2 x 300 GB | Warehouse
OK |  | 12 | 2 |  | 1 | SV-MTR-0312-11E-01 | SV-MTR-0312-11E |  | CZ250603CP | https://partsurfer.hpe.com/Search.aspx?searchText=CZ250603CP | HP BL460c G9 | 727021-B21 | VCA Server |  | Server Type 4 (VCA) | 2 x E5-2660 v3 - 10 Cores - 2.6 GHz | 64 GB | 2 x 300 GB | Warehouse
OK |  | 12 | 3 |  | 13 | SV-MTR-0312-21E-13 | SV-MTR-0312-21E |  | CZ250603DD | https://partsurfer.hpe.com/Search.aspx?searchText=CZ250603DD | HP BL460c G9 | 727021-B21 | VCA Server |  | Server Type 4 (VCA) | 2 x E5-2660 v3 - 10 Cores - 2.6 GHz | 64 GB | 2 x 300 GB | Warehouse
OK |  | 15 | 2 |  | 15 | SV-RTR-0315-11E-15 | SV-RTR-0315-11E |  | CZ25060FQK | https://partsurfer.hpe.com/Search.aspx?searchText=CZ25060FQK | HP BL460c G9 | 727021-B21 | VCA Server |  | Server Type 4 (VCA) | 2 x E5-2660 v3 - 10 Cores - 2.6 GHz | 64 GB | 2 x 300 GB | Warehouse
OK |  | 15 | 1 |  | 6 | SV-RTR-0315-01E-06 | SV-RTR-0315-01E |  | CZ25060FT3 | https://partsurfer.hpe.com/Search.aspx?searchText=CZ25060FT3 | HP BL460c G9 | 727021-B21 | VCA Server |  | Server Type 4 (VCA) | 2 x E5-2660 v3 - 10 Cores - 2.6 GHz | 64 GB | 2 x 300 GB | Warehouse
OK |  | 15 | 2 |  | 5 | SV-RTR-0315-11E-05 | SV-RTR-0315-11E |  | CZ25060FQH | https://partsurfer.hpe.com/Search.aspx?searchText=CZ25060FQH | HP BL460c G9 | 727021-B21 | VCA Server |  | Server Type 4 (VCA) | 2 x E5-2660 v3 - 10 Cores - 2.6 GHz | 64 GB | 2 x 300 GB | Warehouse
OK |  | 15 | 2 |  | 12 | SV-RTR-0315-11E-12 | SV-RTR-0315-11E |  | CZ25060FQJ | https://partsurfer.hpe.com/Search.aspx?searchText=CZ25060FQJ | HP BL460c G9 | 727021-B21 | VCA Server |  | Server Type 4 (VCA) | 2 x E5-2660 v3 - 10 Cores - 2.6 GHz | 64 GB | 2 x 300 GB | Warehouse
OK |  | 15 | 2 |  | 11 | SV-RTR-0315-11E-11 | SV-RTR-0315-11E |  | CZ25060FT8 | https://partsurfer.hpe.com/Search.aspx?searchText=CZ25060FT8 | HP BL460c G9 | 727021-B21 | VCA Server |  | Server Type 4 (VCA) | 2 x E5-2660 v3 - 10 Cores - 2.6 GHz | 64 GB | 2 x 300 GB | Warehouse
OK |  | 15 | 1 |  | 3 | SV-RTR-0315-01E-03 | SV-RTR-0315-01E |  | CZ25060FQ5 | https://partsurfer.hpe.com/Search.aspx?searchText=CZ25060FQ5 | HP BL460c G9 | 727021-B21 | VCA Server |  | Server Type 4 (VCA) | 2 x E5-2660 v3 - 10 Cores - 2.6 GHz | 64 GB | 2 x 300 GB | Warehouse
OK |  | 15 | 1 |  | 4 | SV-RTR-0315-01E-04 | SV-RTR-0315-01E |  | CZ25060FRX | https://partsurfer.hpe.com/Search.aspx?searchText=CZ25060FRX | HP BL460c G9 | 727021-B21 | VCA Server |  | Server Type 4 (VCA) | 2 x E5-2660 v3 - 10 Cores - 2.6 GHz | 64 GB | 2 x 300 GB | Warehouse
OK |  | 15 | 2 |  | 9 | SV-RTR-0315-11E-09 | SV-RTR-0315-11E |  | CZ25060FRR | https://partsurfer.hpe.com/Search.aspx?searchText=CZ25060FRR | HP BL460c G9 | 727021-B21 | VCA Server |  | Server Type 4 (VCA) | 2 x E5-2660 v3 - 10 Cores - 2.6 GHz | 64 GB | 2 x 300 GB | Warehouse
OK |  | 15 | 1 |  | 5 | SV-RTR-0315-01E-05 | SV-RTR-0315-01E |  | CZ25060FPL | https://partsurfer.hpe.com/Search.aspx?searchText=CZ25060FPL | HP BL460c G9 | 727021-B21 | VCA Server |  | Server Type 4 (VCA) | 2 x E5-2660 v3 - 10 Cores - 2.6 GHz | 64 GB | 2 x 300 GB | Warehouse
OK |  | 15 | 1 |  | 2 | SV-RTR-0315-01E-02 | SV-RTR-0315-01E |  | CZ25060FRL | https://partsurfer.hpe.com/Search.aspx?searchText=CZ25060FRL | HP BL460c G9 | 727021-B21 | VCA Server |  | Server Type 4 (VCA) | 2 x E5-2660 v3 - 10 Cores - 2.6 GHz | 64 GB | 2 x 300 GB | Warehouse
OK |  | 15 | 2 |  | 2 | SV-RTR-0315-11E-02 | SV-RTR-0315-11E |  | CZ25060FR7 | https://partsurfer.hpe.com/Search.aspx?searchText=CZ25060FR7 | HP BL460c G9 | 727021-B21 | VCA Server |  | Server Type 4 (VCA) | 2 x E5-2660 v3 - 10 Cores - 2.6 GHz | 64 GB | 2 x 300 GB | Warehouse
OK |  | 15 | 2 |  | 16 | SV-RTR-0315-11E-16 | SV-RTR-0315-11E |  | CZ25060FQ3 | https://partsurfer.hpe.com/Search.aspx?searchText=CZ25060FQ3 | HP BL460c G9 | 727021-B21 | VCA Server |  | Server Type 4 (VCA) | 2 x E5-2660 v3 - 10 Cores - 2.6 GHz | 64 GB | 2 x 300 GB | Warehouse
OK |  | 15 | 2 |  | 4 | SV-RTR-0315-11E-04 | SV-RTR-0315-11E |  | CZ25060FT2 | https://partsurfer.hpe.com/Search.aspx?searchText=CZ25060FT2 | HP BL460c G9 | 727021-B21 | VCA Server |  | Server Type 4 (VCA) | 2 x E5-2660 v3 - 10 Cores - 2.6 GHz | 64 GB | 2 x 300 GB | Warehouse
OK |  | 15 | 2 |  | 3 | SV-RTR-0315-11E-03 | SV-RTR-0315-11E |  | CZ25060FSR | https://partsurfer.hpe.com/Search.aspx?searchText=CZ25060FSR | HP BL460c G9 | 727021-B21 | VCA Server |  | Server Type 4 (VCA) | 2 x E5-2660 v3 - 10 Cores - 2.6 GHz | 64 GB | 2 x 300 GB | Warehouse
OK |  | 15 | 2 |  | 13 | SV-RTR-0315-11E-13 | SV-RTR-0315-11E |  | CZ25060FSK | https://partsurfer.hpe.com/Search.aspx?searchText=CZ25060FSK | HP BL460c G9 | 727021-B21 | VCA Server |  | Server Type 4 (VCA) | 2 x E5-2660 v3 - 10 Cores - 2.6 GHz | 64 GB | 2 x 300 GB | Warehouse
OK |  | 15 | 2 |  | 10 | SV-RTR-0315-11E-10 | SV-RTR-0315-11E |  | CZ25060FTJ | https://partsurfer.hpe.com/Search.aspx?searchText=CZ25060FTJ | HP BL460c G9 | 727021-B21 | VCA Server |  | Server Type 4 (VCA) | 2 x E5-2660 v3 - 10 Cores - 2.6 GHz | 64 GB | 2 x 300 GB | Warehouse
OK |  | 15 | 2 |  | 8 | SV-RTR-0315-11E-08 | SV-RTR-0315-11E |  | CZ25060FSF | https://partsurfer.hpe.com/Search.aspx?searchText=CZ25060FSF | HP BL460c G9 | 727021-B21 | VCA Server |  | Server Type 4 (VCA) | 2 x E5-2660 v3 - 10 Cores - 2.6 GHz | 64 GB | 2 x 300 GB | Warehouse
OK |  | 15 | 1 |  | 1 | SV-RTR-0315-01E-01 | SV-RTR-0315-01E |  | CZ25060FRC | https://partsurfer.hpe.com/Search.aspx?searchText=CZ25060FRC | HP BL460c G9 | 727021-B21 | VCA Server |  | Server Type 4 (VCA) | 2 x E5-2660 v3 - 10 Cores - 2.6 GHz | 64 GB | 2 x 300 GB | Warehouse
OK |  | 15 | 2 |  | 14 | SV-RTR-0315-11E-14 | SV-RTR-0315-11E |  | CZ25060FQD | https://partsurfer.hpe.com/Search.aspx?searchText=CZ25060FQD | HP BL460c G9 | 727021-B21 | VCA Server |  | Server Type 4 (VCA) | 2 x E5-2660 v3 - 10 Cores - 2.6 GHz | 64 GB | 2 x 300 GB | Warehouse
OK |  | 15 | 2 |  | 7 | SV-RTR-0315-11E-07 | SV-RTR-0315-11E |  | CZ25060FS6 | https://partsurfer.hpe.com/Search.aspx?searchText=CZ25060FS6 | HP BL460c G9 | 727021-B21 | VCA Server |  | Server Type 4 (VCA) | 2 x E5-2660 v3 - 10 Cores - 2.6 GHz | 64 GB | 2 x 300 GB | Warehouse
OK |  | 15 | 2 |  | 1 | SV-RTR-0315-11E-01 | SV-RTR-0315-11E |  | CZ2506004L | https://partsurfer.hpe.com/Search.aspx?searchText=CZ2506004L | HP BL460c G9 | 727021-B21 | VCA Server |  | Server Type 4 (VCA) | 2 x E5-2660 v3 - 10 Cores - 2.6 GHz | 64 GB | 2 x 300 GB | Warehouse
OK |  | 15 | 2 |  | 6 | SV-RTR-0315-11E-06 | SV-RTR-0315-11E |  | CZ25060FPR | https://partsurfer.hpe.com/Search.aspx?searchText=CZ25060FPR | HP BL460c G9 | 727021-B21 | VCA Server |  | Server Type 4 (VCA) | 2 x E5-2660 v3 - 10 Cores - 2.6 GHz | 64 GB | 2 x 300 GB | Warehouse
OK |  | 12 | 2 |  | 8 | SV-MTR-0312-11E-08 | SV-MTR-0312-11E | SV-MTR-0314-21E | CZ25060FQ4 | https://partsurfer.hpe.com/Search.aspx?searchText=CZ25060FQ4 | HP BL460c G9 | 727021-B21 | VCA Server |  | Server Type 4 (VCA) | 2 x E5-2660 v3 - 10 Cores - 2.6 GHz | 64 GB | 2 x 300 GB | Warehouse
OK |  | 18 | 2 |  | 6 | SV-RTR-0318-11E-06 | SV-RTR-0318-11E |  | CZ25060FRF | https://partsurfer.hpe.com/Search.aspx?searchText=CZ25060FRF | HP BL460c G9 | 727021-B21 | VCA Server |  | Server Type 4 (VCA) | 2 x E5-2660 v3 - 10 Cores - 2.6 GHz | 64 GB | 2 x 300 GB | Warehouse
OK |  | 18 | 2 |  | 8 | SV-RTR-0318-11E-08 | SV-RTR-0318-11E |  | CZ25060FSM | https://partsurfer.hpe.com/Search.aspx?searchText=CZ25060FSM | HP BL460c G9 | 727021-B21 | VCA Server |  | Server Type 4 (VCA) | 2 x E5-2660 v3 - 10 Cores - 2.6 GHz | 64 GB | 2 x 300 GB | Warehouse
OK |  | 16 | 3 |  | 7 | SV-RTR-0316-21E-07 | SV-RTR-0316-21E |  | CZ25060FQ1 | https://partsurfer.hpe.com/Search.aspx?searchText=CZ25060FQ1 | HP BL460c G9 | 727021-B21 | VCA Server |  | Server Type 4 (VCA) | 2 x E5-2660 v3 - 10 Cores - 2.6 GHz | 64 GB | 2 x 300 GB | Warehouse
OK |  | 16 | 3 |  | 2 | SV-RTR-0316-21E-02 | SV-RTR-0316-21E |  | CZ25060FPV | https://partsurfer.hpe.com/Search.aspx?searchText=CZ25060FPV | HP BL460c G9 | 727021-B21 | VCA Server |  | Server Type 4 (VCA) | 2 x E5-2660 v3 - 10 Cores - 2.6 GHz | 64 GB | 2 x 300 GB | Warehouse
OK |  | 14 | 1 |  | 3 | SV-MTR-0314-01E-03 | SV-MTR-0314-01E |  | CZ25060FS1 | https://partsurfer.hpe.com/Search.aspx?searchText=CZ25060FS1 | HP BL460c G9 | 727021-B21 | VCA Server |  | Server Type 4 (VCA) | 2 x E5-2660 v3 - 10 Cores - 2.6 GHz | 64 GB | 2 x 300 GB | Warehouse
OK |  | 18 | 3 |  | 1 | SV-RTR-0318-21E-01 | SV-RTR-0318-21E |  | CZ25060FTG | https://partsurfer.hpe.com/Search.aspx?searchText=CZ25060FTG | HP BL460c G9 | 727021-B21 | VCA Server |  | Server Type 4 (VCA) | 2 x E5-2660 v3 - 10 Cores - 2.6 GHz | 64 GB | 2 x 300 GB | Warehouse
OK |  | 18 | 3 |  | 6 | SV-RTR-0318-21E-06 | SV-RTR-0318-21E |  | CZ25060FRP | https://partsurfer.hpe.com/Search.aspx?searchText=CZ25060FRP | HP BL460c G9 | 727021-B21 | VCA Server |  | Server Type 4 (VCA) | 2 x E5-2660 v3 - 10 Cores - 2.6 GHz | 64 GB | 2 x 300 GB | Warehouse
OK |  | 14 | 1 |  | 2 | SV-MTR-0314-01E-02 | SV-MTR-0314-01E |  | CZ25060FSL | https://partsurfer.hpe.com/Search.aspx?searchText=CZ25060FSL | HP BL460c G9 | 727021-B21 | VCA Server |  | Server Type 4 (VCA) | 2 x E5-2660 v3 - 10 Cores - 2.6 GHz | 64 GB | 2 x 300 GB | Warehouse
OK |  | 14 | 2 |  | 6 | SV-MTR-0314-11E-06 | SV-MTR-0314-11E |  | CZ25060FRZ | https://partsurfer.hpe.com/Search.aspx?searchText=CZ25060FRZ | HP BL460c G9 | 727021-B21 | VCA Server |  | Server Type 4 (VCA) | 2 x E5-2660 v3 - 10 Cores - 2.6 GHz | 64 GB | 2 x 300 GB | Warehouse
OK |  | 18 | 2 |  | 4 | SV-RTR-0318-11E-04 | SV-RTR-0318-11E |  | CZ25060FRH | https://partsurfer.hpe.com/Search.aspx?searchText=CZ25060FRH | HP BL460c G9 | 727021-B21 | VCA Server |  | Server Type 4 (VCA) | 2 x E5-2660 v3 - 10 Cores - 2.6 GHz | 64 GB | 2 x 300 GB | Warehouse
OK |  | 18 | 2 |  | 7 | SV-RTR-0318-11E-07 | SV-RTR-0318-11E |  | CZ25060FSS | https://partsurfer.hpe.com/Search.aspx?searchText=CZ25060FSS | HP BL460c G9 | 727021-B21 | VCA Server |  | Server Type 4 (VCA) | 2 x E5-2660 v3 - 10 Cores - 2.6 GHz | 64 GB | 2 x 300 GB | Warehouse
OK |  | 18 | 2 |  | 5 | SV-RTR-0318-11E-05 | SV-RTR-0318-11E |  | CZ25060FQ7 | https://partsurfer.hpe.com/Search.aspx?searchText=CZ25060FQ7 | HP BL460c G9 | 727021-B21 | VCA Server |  | Server Type 4 (VCA) | 2 x E5-2660 v3 - 10 Cores - 2.6 GHz | 64 GB | 2 x 300 GB | Warehouse
OK |  | 14 | 2 |  | 5 | SV-MTR-0314-11E-05 | SV-MTR-0314-11E |  | CZ25060FS5 | https://partsurfer.hpe.com/Search.aspx?searchText=CZ25060FS5 | HP BL460c G9 | 727021-B21 | VCA Server |  | Server Type 4 (VCA) | 2 x E5-2660 v3 - 10 Cores - 2.6 GHz | 64 GB | 2 x 300 GB | Warehouse
OK |  | 18 | 2 |  | 2 | SV-RTR-0318-11E-02 | SV-RTR-0318-11E |  | CZ25060FSG | https://partsurfer.hpe.com/Search.aspx?searchText=CZ25060FSG | HP BL460c G9 | 727021-B21 | VCA Server |  | Server Type 4 (VCA) | 2 x E5-2660 v3 - 10 Cores - 2.6 GHz | 64 GB | 2 x 300 GB | Warehouse
OK |  | 18 | 3 |  | 5 | SV-RTR-0318-21E-05 | SV-RTR-0318-21E |  | CZ25060FR2 | https://partsurfer.hpe.com/Search.aspx?searchText=CZ25060FR2 | HP BL460c G9 | 727021-B21 | VCA Server |  | Server Type 4 (VCA) | 2 x E5-2660 v3 - 10 Cores - 2.6 GHz | 64 GB | 2 x 300 GB | Warehouse
OK |  | 18 | 2 |  | 3 | SV-RTR-0318-11E-03 | SV-RTR-0318-11E |  | CZ25060FSB | https://partsurfer.hpe.com/Search.aspx?searchText=CZ25060FSB | HP BL460c G9 | 727021-B21 | VCA Server |  | Server Type 4 (VCA) | 2 x E5-2660 v3 - 10 Cores - 2.6 GHz | 64 GB | 2 x 300 GB | Warehouse
OK |  | 16 | 3 |  | 1 | SV-RTR-0316-21E-01 | SV-RTR-0316-21E |  | CZ25060FRN | https://partsurfer.hpe.com/Search.aspx?searchText=CZ25060FRN | HP BL460c G9 | 727021-B21 | VCA Server |  | Server Type 4 (VCA) | 2 x E5-2660 v3 - 10 Cores - 2.6 GHz | 64 GB | 2 x 300 GB | Warehouse
OK |  | 16 | 3 |  | 3 | SV-RTR-0316-21E-03 | SV-RTR-0316-21E |  | CZ25060FQL | https://partsurfer.hpe.com/Search.aspx?searchText=CZ25060FQL | HP BL460c G9 | 727021-B21 | VCA Server |  | Server Type 4 (VCA) | 2 x E5-2660 v3 - 10 Cores - 2.6 GHz | 64 GB | 2 x 300 GB | Warehouse
OK |  | 14 | 2 |  | 13 | SV-MTR-0314-11E-13 | SV-MTR-0314-11E |  | CZ25060FS2 | https://partsurfer.hpe.com/Search.aspx?searchText=CZ25060FS2 | HP BL460c G9 | 727021-B21 | VCA Server |  | Server Type 4 (VCA) | 2 x E5-2660 v3 - 10 Cores - 2.6 GHz | 64 GB | 2 x 300 GB | Warehouse
OK |  | 18 | 2 |  | 1 | SV-RTR-0318-11E-01 | SV-RTR-0318-11E |  | CZ25060FPH | https://partsurfer.hpe.com/Search.aspx?searchText=CZ25060FPH | HP BL460c G9 | 727021-B21 | VCA Server |  | Server Type 4 (VCA) | 2 x E5-2660 v3 - 10 Cores - 2.6 GHz | 64 GB | 2 x 300 GB | Warehouse
OK |  | 14 | 2 |  | 11 | SV-MTR-0314-11E-11 | SV-MTR-0314-11E |  | CZ25060FPS | https://partsurfer.hpe.com/Search.aspx?searchText=CZ25060FPS | HP BL460c G9 | 727021-B21 | VCA Server |  | Server Type 4 (VCA) | 2 x E5-2660 v3 - 10 Cores - 2.6 GHz | 64 GB | 2 x 300 GB | Warehouse
OK |  | 16 | 3 |  | 6 | SV-RTR-0316-21E-06 | SV-RTR-0316-21E |  | CZ25060FS0 | https://partsurfer.hpe.com/Search.aspx?searchText=CZ25060FS0 | HP BL460c G9 | 727021-B21 | VCA Server |  | Server Type 4 (VCA) | 2 x E5-2660 v3 - 10 Cores - 2.6 GHz | 64 GB | 2 x 300 GB | Warehouse
OK |  | 14 | 1 |  | 5 | SV-MTR-0314-01E-05 | SV-MTR-0314-01E |  | CZ25060FQG | https://partsurfer.hpe.com/Search.aspx?searchText=CZ25060FQG | HP BL460c G9 | 727021-B21 | VCA Server |  | Server Type 4 (VCA) | 2 x E5-2660 v3 - 10 Cores - 2.6 GHz | 64 GB | 2 x 300 GB | Warehouse
OK |  | 12 | 2 |  | 9 | SV-MTR-0312-11E-09 | SV-MTR-0312-11E | SV-MTR-0314-21E | CZ25060FPX | https://partsurfer.hpe.com/Search.aspx?searchText=CZ25060FPX | HP BL460c G9 | 727021-B21 | VCA Server |  | Server Type 4 (VCA) | 2 x E5-2660 v3 - 10 Cores - 2.6 GHz | 64 GB | 2 x 300 GB | Warehouse
OK |  | 16 | 3 |  | 5 | SV-RTR-0316-21E-05 | SV-RTR-0316-21E |  | CZ25060FTK | https://partsurfer.hpe.com/Search.aspx?searchText=CZ25060FTK | HP BL460c G9 | 727021-B21 | VCA Server |  | Server Type 4 (VCA) | 2 x E5-2660 v3 - 10 Cores - 2.6 GHz | 64 GB | 2 x 300 GB | Warehouse
OK |  | 13 | 2 |  | 16 | SV-MTR-0313-11E-16 | SV-MTR-0313-11E |  | CZ25060FR0 | https://partsurfer.hpe.com/Search.aspx?searchText=CZ25060FR0 | HP BL460c G9 | 727021-B21 | VCA Server |  | Server Type 4 (VCA) | 2 x E5-2660 v3 - 10 Cores - 2.6 GHz | 64 GB | 2 x 300 GB | Warehouse
OK |  | 12 | 2 |  | 7 | SV-MTR-0312-11E-07 | SV-MTR-0312-11E | SV-RTR-0316-21E | CZ25060FS9 | https://partsurfer.hpe.com/Search.aspx?searchText=CZ25060FS9 | HP BL460c G9 | 727021-B21 | VCA Server |  | Server Type 4 (VCA) | 2 x E5-2660 v3 - 10 Cores - 2.6 GHz | 64 GB | 2 x 300 GB | Warehouse
OK |  | 16 | 2 |  | 6 | SV-RTR-0316-11E-06 | SV-RTR-0316-11E |  | CZ250603GZ | https://partsurfer.hpe.com/Search.aspx?searchText=CZ250603GZ | HP BL460c G9 | 727021-B21 | VCA Server |  | Server Type 4 (VCA) | 2 x E5-2660 v3 - 10 Cores - 2.6 GHz | 64 GB | 2 x 300 GB | Warehouse
OK |  | 16 | 2 |  | 3 | SV-RTR-0316-11E-03 | SV-RTR-0316-11E |  | CZ250603H8 | https://partsurfer.hpe.com/Search.aspx?searchText=CZ250603H8 | HP BL460c G9 | 727021-B21 | VCA Server |  | Server Type 4 (VCA) | 2 x E5-2660 v3 - 10 Cores - 2.6 GHz | 64 GB | 2 x 300 GB | Warehouse
OK |  | 16 | 1 |  | 2 | SV-RTR-0316-01E-02 | SV-RTR-0316-01E |  | CZ25060FT6 | https://partsurfer.hpe.com/Search.aspx?searchText=CZ25060FT6 | HP BL460c G9 | 727021-B21 | VCA Server |  | Server Type 4 (VCA) | 2 x E5-2660 v3 - 10 Cores - 2.6 GHz | 64 GB | 2 x 300 GB | Warehouse
OK |  | 16 | 2 |  | 14 | SV-RTR-0316-11E-14 | SV-RTR-0316-11E |  | CZ25060FR5 | https://partsurfer.hpe.com/Search.aspx?searchText=CZ25060FR5 | HP BL460c G9 | 727021-B21 | VCA Server |  | Server Type 4 (VCA) | 2 x E5-2660 v3 - 10 Cores - 2.6 GHz | 64 GB | 2 x 300 GB | Warehouse
OK |  | 16 | 2 |  | 11 | SV-RTR-0316-11E-11 | SV-RTR-0316-11E |  | CZ25060FSX | https://partsurfer.hpe.com/Search.aspx?searchText=CZ25060FSX | HP BL460c G9 | 727021-B21 | VCA Server |  | Server Type 4 (VCA) | 2 x E5-2660 v3 - 10 Cores - 2.6 GHz | 64 GB | 2 x 300 GB | Warehouse
OK |  | 16 | 1 |  | 3 | SV-RTR-0316-01E-03 | SV-RTR-0316-01E |  | CZ250603GT | https://partsurfer.hpe.com/Search.aspx?searchText=CZ250603GT | HP BL460c G9 | 727021-B21 | VCA Server |  | Server Type 4 (VCA) | 2 x E5-2660 v3 - 10 Cores - 2.6 GHz | 64 GB | 2 x 300 GB | Warehouse
OK |  | 16 | 2 |  | 2 | SV-RTR-0316-11E-02 | SV-RTR-0316-11E |  | CZ25060FPK | https://partsurfer.hpe.com/Search.aspx?searchText=CZ25060FPK | HP BL460c G9 | 727021-B21 | VCA Server |  | Server Type 4 (VCA) | 2 x E5-2660 v3 - 10 Cores - 2.6 GHz | 64 GB | 2 x 300 GB | Warehouse
OK |  | 16 | 1 |  | 4 | SV-RTR-0316-01E-04 | SV-RTR-0316-01E |  | CZ25060FPG | https://partsurfer.hpe.com/Search.aspx?searchText=CZ25060FPG | HP BL460c G9 | 727021-B21 | VCA Server |  | Server Type 4 (VCA) | 2 x E5-2660 v3 - 10 Cores - 2.6 GHz | 64 GB | 2 x 300 GB | Warehouse
OK |  | 16 | 2 |  | 10 | SV-RTR-0316-11E-10 | SV-RTR-0316-11E |  | CZ25060FRG | https://partsurfer.hpe.com/Search.aspx?searchText=CZ25060FRG | HP BL460c G9 | 727021-B21 | VCA Server |  | Server Type 4 (VCA) | 2 x E5-2660 v3 - 10 Cores - 2.6 GHz | 64 GB | 2 x 300 GB | Warehouse
OK |  | 16 | 2 |  | 4 | SV-RTR-0316-11E-04 | SV-RTR-0316-11E |  | CZ25060FR3 | https://partsurfer.hpe.com/Search.aspx?searchText=CZ25060FR3 | HP BL460c G9 | 727021-B21 | VCA Server |  | Server Type 4 (VCA) | 2 x E5-2660 v3 - 10 Cores - 2.6 GHz | 64 GB | 2 x 300 GB | Warehouse
OK |  | 16 | 2 |  | 15 | SV-RTR-0316-11E-15 | SV-RTR-0316-11E |  | CZ25060FQZ | https://partsurfer.hpe.com/Search.aspx?searchText=CZ25060FQZ | HP BL460c G9 | 727021-B21 | VCA Server |  | Server Type 4 (VCA) | 2 x E5-2660 v3 - 10 Cores - 2.6 GHz | 64 GB | 2 x 300 GB | Warehouse
OK |  | 16 | 1 |  | 1 | SV-RTR-0316-01E-01 | SV-RTR-0316-01E |  | CZ25060FRQ | https://partsurfer.hpe.com/Search.aspx?searchText=CZ25060FRQ | HP BL460c G9 | 727021-B21 | VCA Server |  | Server Type 4 (VCA) | 2 x E5-2660 v3 - 10 Cores - 2.6 GHz | 64 GB | 2 x 300 GB | Warehouse
OK |  | 16 | 1 |  | 6 | SV-RTR-0316-01E-06 | SV-RTR-0316-01E |  | CZ250603GH | https://partsurfer.hpe.com/Search.aspx?searchText=CZ250603GH | HP BL460c G9 | 727021-B21 | VCA Server |  | Server Type 4 (VCA) | 2 x E5-2660 v3 - 10 Cores - 2.6 GHz | 64 GB | 2 x 300 GB | Warehouse
OK |  | 16 | 2 |  | 13 | SV-RTR-0316-11E-13 | SV-RTR-0316-11E |  | CZ25060FS4 | https://partsurfer.hpe.com/Search.aspx?searchText=CZ25060FS4 | HP BL460c G9 | 727021-B21 | VCA Server |  | Server Type 4 (VCA) | 2 x E5-2660 v3 - 10 Cores - 2.6 GHz | 64 GB | 2 x 300 GB | Warehouse
OK |  | 16 | 2 |  | 9 | SV-RTR-0316-11E-09 | SV-RTR-0316-11E |  | CZ25060FR6 | https://partsurfer.hpe.com/Search.aspx?searchText=CZ25060FR6 | HP BL460c G9 | 727021-B21 | VCA Server |  | Server Type 4 (VCA) | 2 x E5-2660 v3 - 10 Cores - 2.6 GHz | 64 GB | 2 x 300 GB | Warehouse
OK |  | 16 | 1 |  | 5 | SV-RTR-0316-01E-05 | SV-RTR-0316-01E |  | CZ250603CR | https://partsurfer.hpe.com/Search.aspx?searchText=CZ250603CR | HP BL460c G9 | 727021-B21 | VCA Server |  | Server Type 4 (VCA) | 2 x E5-2660 v3 - 10 Cores - 2.6 GHz | 64 GB | 2 x 300 GB | Warehouse
OK |  | 16 | 2 |  | 7 | SV-RTR-0316-11E-07 | SV-RTR-0316-11E |  | CZ25060FRS | https://partsurfer.hpe.com/Search.aspx?searchText=CZ25060FRS | HP BL460c G9 | 727021-B21 | VCA Server |  | Server Type 4 (VCA) | 2 x E5-2660 v3 - 10 Cores - 2.6 GHz | 64 GB | 2 x 300 GB | Warehouse
OK |  | 16 | 2 |  | 5 | SV-RTR-0316-11E-05 | SV-RTR-0316-11E |  | CZ25060FPZ | https://partsurfer.hpe.com/Search.aspx?searchText=CZ25060FPZ | HP BL460c G9 | 727021-B21 | VCA Server |  | Server Type 4 (VCA) | 2 x E5-2660 v3 - 10 Cores - 2.6 GHz | 64 GB | 2 x 300 GB | Warehouse
OK |  | 16 | 2 |  | 8 | SV-RTR-0316-11E-08 | SV-RTR-0316-11E |  | CZ25060FTF | https://partsurfer.hpe.com/Search.aspx?searchText=CZ25060FTF | HP BL460c G9 | 727021-B21 | VCA Server |  | Server Type 4 (VCA) | 2 x E5-2660 v3 - 10 Cores - 2.6 GHz | 64 GB | 2 x 300 GB | Warehouse
OK |  | 16 | 2 |  | 12 | SV-RTR-0316-11E-12 | SV-RTR-0316-11E |  | CZ25060FQV | https://partsurfer.hpe.com/Search.aspx?searchText=CZ25060FQV | HP BL460c G9 | 727021-B21 | VCA Server |  | Server Type 4 (VCA) | 2 x E5-2660 v3 - 10 Cores - 2.6 GHz | 64 GB | 2 x 300 GB | Warehouse
OK |  | 16 | 2 |  | 1 | SV-RTR-0316-11E-01 | SV-RTR-0316-11E |  | CZ25060FQX | https://partsurfer.hpe.com/Search.aspx?searchText=CZ25060FQX | HP BL460c G9 | 727021-B21 | VCA Server |  | Server Type 4 (VCA) | 2 x E5-2660 v3 - 10 Cores - 2.6 GHz | 64 GB | 2 x 300 GB | Warehouse
OK |  | 16 | 2 |  | 16 | SV-RTR-0316-11E-16 | SV-RTR-0316-11E |  | CZ25060FRT | https://partsurfer.hpe.com/Search.aspx?searchText=CZ25060FRT | HP BL460c G9 | 727021-B21 | VCA Server |  | Server Type 4 (VCA) | 2 x E5-2660 v3 - 10 Cores - 2.6 GHz | 64 GB | 2 x 300 GB | Warehouse
OK |  | 14 | 1 |  | 4 | SV-MTR-0314-01E-04 | SV-MTR-0314-01E |  | CZ250603H7 | https://partsurfer.hpe.com/Search.aspx?searchText=CZ250603H7 | HP BL460c G9 | 727021-B21 | VCA Server |  | Server Type 4 (VCA) | 2 x E5-2660 v3 - 10 Cores - 2.6 GHz | 64 GB | 2 x 300 GB | Warehouse
OK |  | 12 | 2 |  | 13 | SV-MTR-0312-11E-13 | SV-MTR-0312-11E | SV-MTR-0314-21E | CZ250603GR | https://partsurfer.hpe.com/Search.aspx?searchText=CZ250603GR | HP BL460c G9 | 727021-B21 | VCA Server |  | Server Type 4 (VCA) | 2 x E5-2660 v3 - 10 Cores - 2.6 GHz | 64 GB | 2 x 300 GB | Warehouse
OK |  | 14 | 2 |  | 9 | SV-MTR-0314-11E-09 | SV-MTR-0314-11E |  | CZ250603CW | https://partsurfer.hpe.com/Search.aspx?searchText=CZ250603CW | HP BL460c G9 | 727021-B21 | VCA Server |  | Server Type 4 (VCA) | 2 x E5-2660 v3 - 10 Cores - 2.6 GHz | 64 GB | 2 x 300 GB | Warehouse
OK |  | 18 | 3 |  | 15 | SV-RTR-0318-21E-15 | SV-RTR-0318-21E |  | CZ250603CV | https://partsurfer.hpe.com/Search.aspx?searchText=CZ250603CV | HP BL460c G9 | 727021-B21 | VCA Server |  | Server Type 4 (VCA) | 2 x E5-2660 v3 - 10 Cores - 2.6 GHz | 64 GB | 2 x 300 GB | Warehouse
OK |  | 18 | 3 |  | 11 | SV-RTR-0318-21E-11 | SV-RTR-0318-21E |  | CZ250603FG | https://partsurfer.hpe.com/Search.aspx?searchText=CZ250603FG | HP BL460c G9 | 727021-B21 | VCA Server |  | Server Type 4 (VCA) | 2 x E5-2660 v3 - 10 Cores - 2.6 GHz | 64 GB | 2 x 300 GB | Warehouse
OK |  | 18 | 3 |  | 13 | SV-RTR-0318-21E-13 | SV-RTR-0318-21E |  | CZ250603HG | https://partsurfer.hpe.com/Search.aspx?searchText=CZ250603HG | HP BL460c G9 | 727021-B21 | VCA Server |  | Server Type 4 (VCA) | 2 x E5-2660 v3 - 10 Cores - 2.6 GHz | 64 GB | 2 x 300 GB | Warehouse
OK |  | 18 | 3 |  | 10 | SV-RTR-0318-21E-10 | SV-RTR-0318-21E |  | CZ250603GN | https://partsurfer.hpe.com/Search.aspx?searchText=CZ250603GN | HP BL460c G9 | 727021-B21 | VCA Server |  | Server Type 4 (VCA) | 2 x E5-2660 v3 - 10 Cores - 2.6 GHz | 64 GB | 2 x 300 GB | Warehouse
OK |  | 18 | 3 |  | 16 | SV-RTR-0318-21E-16 | SV-RTR-0318-21E |  | CZ250603FK | https://partsurfer.hpe.com/Search.aspx?searchText=CZ250603FK | HP BL460c G9 | 727021-B21 | VCA Server |  | Server Type 4 (VCA) | 2 x E5-2660 v3 - 10 Cores - 2.6 GHz | 64 GB | 2 x 300 GB | Warehouse
OK |  | 14 | 2 |  | 14 | SV-MTR-0314-11E-14 | SV-MTR-0314-11E |  | CZ250603CY | https://partsurfer.hpe.com/Search.aspx?searchText=CZ250603CY | HP BL460c G9 | 727021-B21 | VCA Server |  | Server Type 4 (VCA) | 2 x E5-2660 v3 - 10 Cores - 2.6 GHz | 64 GB | 2 x 300 GB | Warehouse
OK |  | 14 | 1 |  | 8 | SV-MTR-0314-01E-08 | SV-MTR-0314-01E |  | CZ250603GL | https://partsurfer.hpe.com/Search.aspx?searchText=CZ250603GL | HP BL460c G9 | 727021-B21 | VCA Server |  | Server Type 4 (VCA) | 2 x E5-2660 v3 - 10 Cores - 2.6 GHz | 64 GB | 2 x 300 GB | Warehouse
OK |  | 14 | 1 |  | 10 | SV-MTR-0314-01E-10 | SV-MTR-0314-01E |  | CZ250603HB | https://partsurfer.hpe.com/Search.aspx?searchText=CZ250603HB | HP BL460c G9 | 727021-B21 | VCA Server |  | Server Type 4 (VCA) | 2 x E5-2660 v3 - 10 Cores - 2.6 GHz | 64 GB | 2 x 300 GB | Warehouse
OK |  | 18 | 3 |  | 12 | SV-RTR-0318-21E-12 | SV-RTR-0318-21E |  | CZ250603F0 | https://partsurfer.hpe.com/Search.aspx?searchText=CZ250603F0 | HP BL460c G9 | 727021-B21 | VCA Server |  | Server Type 4 (VCA) | 2 x E5-2660 v3 - 10 Cores - 2.6 GHz | 64 GB | 2 x 300 GB | Warehouse
OK |  | 18 | 3 |  | 9 | SV-RTR-0318-21E-09 | SV-RTR-0318-21E |  | CZ250603HN | https://partsurfer.hpe.com/Search.aspx?searchText=CZ250603HN | HP BL460c G9 | 727021-B21 | VCA Server |  | Server Type 4 (VCA) | 2 x E5-2660 v3 - 10 Cores - 2.6 GHz | 64 GB | 2 x 300 GB | Warehouse
OK |  | 18 | 3 |  | 7 | SV-RTR-0318-21E-07 | SV-RTR-0318-21E |  | CZ250603GK | https://partsurfer.hpe.com/Search.aspx?searchText=CZ250603GK | HP BL460c G9 | 727021-B21 | VCA Server |  | Server Type 4 (VCA) | 2 x E5-2660 v3 - 10 Cores - 2.6 GHz | 64 GB | 2 x 300 GB | Warehouse
OK |  | 14 | 2 |  | 15 | SV-MTR-0314-11E-15 | SV-MTR-0314-11E |  | CZ250603CZ | https://partsurfer.hpe.com/Search.aspx?searchText=CZ250603CZ | HP BL460c G9 | 727021-B21 | VCA Server |  | Server Type 4 (VCA) | 2 x E5-2660 v3 - 10 Cores - 2.6 GHz | 64 GB | 2 x 300 GB | Warehouse
OK |  | 16 | 3 |  | 10 | SV-RTR-0316-21E-10 | SV-RTR-0316-21E |  | CZ250603GP | https://partsurfer.hpe.com/Search.aspx?searchText=CZ250603GP | HP BL460c G9 | 727021-B21 | VCA Server |  | Server Type 4 (VCA) | 2 x E5-2660 v3 - 10 Cores - 2.6 GHz | 64 GB | 2 x 300 GB | Warehouse
| issue - rust - not installed | [5 empty] | SITE_IN_BOX |  | CZ250603HF | https://partsurfer.hpe.com/Search.aspx?searchText=CZ250603HF | HP BL460c G9 | 727021-B21 | VCA Server |  | Server Type 4 (VCA) | 2 x E5-2660 v3 - 10 Cores - 2.6 GHz | 64 GB | 2 x 300 GB | On Site but not installed
OK |  | 18 | 3 |  | 14 | SV-RTR-0318-21E-14 | SV-RTR-0318-21E |  | CZ25060FQP | https://partsurfer.hpe.com/Search.aspx?searchText=CZ25060FQP | HP BL460c G9 | 727021-B21 | VCA Server |  | Server Type 4 (VCA) | 2 x E5-2660 v3 - 10 Cores - 2.6 GHz | 64 GB | 2 x 300 GB | Warehouse
OK |  | 18 | 3 |  | 8 | SV-RTR-0318-21E-08 | SV-RTR-0318-21E |  | CZ2506004K | https://partsurfer.hpe.com/Search.aspx?searchText=CZ2506004K | HP BL460c G9 | 727021-B21 | VCA Server |  | Server Type 4 (VCA) | 2 x E5-2660 v3 - 10 Cores - 2.6 GHz | 64 GB | 2 x 300 GB | Warehouse
OK |  | 14 | 1 |  | 7 | SV-MTR-0314-01E-07 | SV-MTR-0314-01E |  | CZ250603CS | https://partsurfer.hpe.com/Search.aspx?searchText=CZ250603CS | HP BL460c G9 | 727021-B21 | VCA Server |  | Server Type 4 (VCA) | 2 x E5-2660 v3 - 10 Cores - 2.6 GHz | 64 GB | 2 x 300 GB | Warehouse
OK |  | 14 | 1 |  | 6 | SV-MTR-0314-01E-06 | SV-MTR-0314-01E |  | CZ250603DF | https://partsurfer.hpe.com/Search.aspx?searchText=CZ250603DF | HP BL460c G9 | 727021-B21 | VCA Server |  | Server Type 4 (VCA) | 2 x E5-2660 v3 - 10 Cores - 2.6 GHz | 64 GB | 2 x 300 GB | Warehouse
OK |  | 16 | 3 |  | 4 | SV-RTR-0316-21E-04 | SV-RTR-0316-21E |  | CZ250603FX | https://partsurfer.hpe.com/Search.aspx?searchText=CZ250603FX | HP BL460c G9 | 727021-B21 | VCA Server |  | Server Type 4 (VCA) | 2 x E5-2660 v3 - 10 Cores - 2.6 GHz | 64 GB | 2 x 300 GB | Warehouse
OK |  | 15 | 1 |  | 7 | SV-RTR-0315-01E-07 | SV-RTR-0315-01E |  | CZ250603D4 | https://partsurfer.hpe.com/Search.aspx?searchText=CZ250603D4 | HP BL460c G9 | 727021-B21 | VCA Server |  | Server Type 4 (VCA) | 2 x E5-2660 v3 - 10 Cores - 2.6 GHz | 64 GB | 2 x 300 GB | Warehouse
OK |  | 12 | 2 |  | 15 | SV-MTR-0313-11E-15 | SV-MTR-0313-11E |  | CZ250603GY | https://partsurfer.hpe.com/Search.aspx?searchText=CZ250603GY | HP BL460c G9 | 727021-B21 | VCA Server |  | Server Type 4 (VCA) | 2 x E5-2660 v3 - 10 Cores - 2.6 GHz | 64 GB | 2 x 300 GB | Warehouse
OK |  | 12 | 1 |  | 2 | SV-MTR-0312-01E-02 | SV-MTR-0312-01E |  | CZ250603H0 | https://partsurfer.hpe.com/Search.aspx?searchText=CZ250603H0 | HP BL460c G9 | 727021-B21 | VCA Server |  | Server Type 4 (VCA) | 2 x E5-2660 v3 - 10 Cores - 2.6 GHz | 64 GB | 2 x 300 GB | Warehouse
OK |  | 12 | 3 |  | 3 | SV-MTR-0312-21E-03 | SV-MTR-0312-21E |  | CZ250603GF | https://partsurfer.hpe.com/Search.aspx?searchText=CZ250603GF | HP BL460c G9 | 727021-B21 | VCA Server |  | Server Type 4 (VCA) | 2 x E5-2660 v3 - 10 Cores - 2.6 GHz | 64 GB | 2 x 300 GB | Warehouse
OK |  | 12 | 2 |  | 5 | SV-MTR-0313-11E-05 | SV-MTR-0313-11E |  | CZ250603CT | https://partsurfer.hpe.com/Search.aspx?searchText=CZ250603CT | HP BL460c G9 | 727021-B21 | VCA Server |  | Server Type 4 (VCA) | 2 x E5-2660 v3 - 10 Cores - 2.6 GHz | 64 GB | 2 x 300 GB | Warehouse
OK |  | 15 | 1 |  | 9 | SV-RTR-0315-01E-09 | SV-RTR-0315-01E |  | CZ250603DP | https://partsurfer.hpe.com/Search.aspx?searchText=CZ250603DP | HP BL460c G9 | 727021-B21 | VCA Server |  | Server Type 4 (VCA) | 2 x E5-2660 v3 - 10 Cores - 2.6 GHz | 64 GB | 2 x 300 GB | Warehouse
OK |  | 12 | 2 |  | 16 | SV-MTR-0313-11E-16 | SV-MTR-0313-11E |  | CZ250603D6 | https://partsurfer.hpe.com/Search.aspx?searchText=CZ250603D6 | HP BL460c G9 | 727021-B21 | VCA Server |  | Server Type 4 (VCA) | 2 x E5-2660 v3 - 10 Cores - 2.6 GHz | 64 GB | 2 x 300 GB | Warehouse
OK |  | 12 | 1 |  | 7 | SV-MTR-0312-01E-07 | SV-MTR-0312-01E |  | CZ250603H4 | https://partsurfer.hpe.com/Search.aspx?searchText=CZ250603H4 | HP BL460c G9 | 727021-B21 | VCA Server |  | Server Type 4 (VCA) | 2 x E5-2660 v3 - 10 Cores - 2.6 GHz | 64 GB | 2 x 300 GB | Warehouse
OK |  | 13 | 1 |  | 9 | SV-MTR-0313-01E-09 | SV-MTR-0313-01E |  | CZ250603FL | https://partsurfer.hpe.com/Search.aspx?searchText=CZ250603FL | HP BL460c G9 | 727021-B21 | VCA Server |  | Server Type 4 (VCA) | 2 x E5-2660 v3 - 10 Cores - 2.6 GHz | 64 GB | 2 x 300 GB | Warehouse
OK |  | 13 | 1 |  | 15 | SV-MTR-0313-01E-15 | SV-MTR-0313-01E |  | CZ250603D3 | https://partsurfer.hpe.com/Search.aspx?searchText=CZ250603D3 | HP BL460c G9 | 727021-B21 | VCA Server |  | Server Type 4 (VCA) | 2 x E5-2660 v3 - 10 Cores - 2.6 GHz | 64 GB | 2 x 300 GB | Warehouse
OK |  | 13 | 1 |  | 14 | SV-MTR-0313-01E-14 | SV-MTR-0313-01E |  | CZ250603F4 | https://partsurfer.hpe.com/Search.aspx?searchText=CZ250603F4 | HP BL460c G9 | 727021-B21 | VCA Server |  | Server Type 4 (VCA) | 2 x E5-2660 v3 - 10 Cores - 2.6 GHz | 64 GB | 2 x 300 GB | Warehouse
OK |  | 12 | 1 |  | 4 | SV-MTR-0312-01E-04 | SV-MTR-0312-01E |  | CZ250603FT | https://partsurfer.hpe.com/Search.aspx?searchText=CZ250603FT | HP BL460c G9 | 727021-B21 | VCA Server |  | Server Type 4 (VCA) | 2 x E5-2660 v3 - 10 Cores - 2.6 GHz | 64 GB | 2 x 300 GB | Warehouse
OK |  | 15 | 1 |  | 16 | SV-RTR-0315-01E-16 | SV-RTR-0315-01E |  | CZ250603G1 | https://partsurfer.hpe.com/Search.aspx?searchText=CZ250603G1 | HP BL460c G9 | 727021-B21 | VCA Server |  | Server Type 4 (VCA) | 2 x E5-2660 v3 - 10 Cores - 2.6 GHz | 64 GB | 2 x 300 GB | Warehouse
OK |  | 15 | 1 |  | 15 | SV-RTR-0315-01E-15 | SV-RTR-0315-01E |  | CZ250603DC | https://partsurfer.hpe.com/Search.aspx?searchText=CZ250603DC | HP BL460c G9 | 727021-B21 | VCA Server |  | Server Type 4 (VCA) | 2 x E5-2660 v3 - 10 Cores - 2.6 GHz | 64 GB | 2 x 300 GB | Warehouse
OK |  | 14 | 1 |  | 15 | SV-MTR-0314-01E-15 | SV-MTR-0314-01E |  | CZ250603DL | https://partsurfer.hpe.com/Search.aspx?searchText=CZ250603DL | HP BL460c G9 | 727021-B21 | VCA Server |  | Server Type 4 (VCA) | 2 x E5-2660 v3 - 10 Cores - 2.6 GHz | 64 GB | 2 x 300 GB | Warehouse
OK |  | 12 | 1 |  | 3 | SV-MTR-0312-01E-03 | SV-MTR-0312-01E |  | CZ250603HD | https://partsurfer.hpe.com/Search.aspx?searchText=CZ250603HD | HP BL460c G9 | 727021-B21 | VCA Server |  | Server Type 4 (VCA) | 2 x E5-2660 v3 - 10 Cores - 2.6 GHz | 64 GB | 2 x 300 GB | Warehouse
OK |  | 12 | 1 |  | 5 | SV-MTR-0312-01E-05 | SV-MTR-0312-01E |  | CZ250603F7 | https://partsurfer.hpe.com/Search.aspx?searchText=CZ250603F7 | HP BL460c G9 | 727021-B21 | VCA Server |  | Server Type 4 (VCA) | 2 x E5-2660 v3 - 10 Cores - 2.6 GHz | 64 GB | 2 x 300 GB | Warehouse
OK |  | 12 | 1 |  | 8 | SV-MTR-0312-01E-08 | SV-MTR-0312-01E |  | CZ250603CX | https://partsurfer.hpe.com/Search.aspx?searchText=CZ250603CX | HP BL460c G9 | 727021-B21 | VCA Server |  | Server Type 4 (VCA) | 2 x E5-2660 v3 - 10 Cores - 2.6 GHz | 64 GB | 2 x 300 GB | Warehouse
OK |  | 12 | 1 |  | 6 | SV-MTR-0312-01E-06 | SV-MTR-0312-01E |  | CZ250603FP | https://partsurfer.hpe.com/Search.aspx?searchText=CZ250603FP | HP BL460c G9 | 727021-B21 | VCA Server |  | Server Type 4 (VCA) | 2 x E5-2660 v3 - 10 Cores - 2.6 GHz | 64 GB | 2 x 300 GB | Warehouse
OK |  | 12 | 1 |  | 10 | SV-MTR-0312-01E-10 | SV-MTR-0312-01E |  | CZ250603DS | https://partsurfer.hpe.com/Search.aspx?searchText=CZ250603DS | HP BL460c G9 | 727021-B21 | VCA Server |  | Server Type 4 (VCA) | 2 x E5-2660 v3 - 10 Cores - 2.6 GHz | 64 GB | 2 x 300 GB | Warehouse
OK |  | 13 | 1 |  | 10 | SV-MTR-0313-01E-10 | SV-MTR-0313-01E |  | CZ250603FH | https://partsurfer.hpe.com/Search.aspx?searchText=CZ250603FH | HP BL460c G9 | 727021-B21 | VCA Server |  | Server Type 4 (VCA) | 2 x E5-2660 v3 - 10 Cores - 2.6 GHz | 64 GB | 2 x 300 GB | Warehouse
OK |  | 12 | 3 |  | 2 | SV-MTR-0312-21E-02 | SV-MTR-0312-21E |  | CZ250603DV | https://partsurfer.hpe.com/Search.aspx?searchText=CZ250603DV | HP BL460c G9 | 727021-B21 | VCA Server |  | Server Type 4 (VCA) | 2 x E5-2660 v3 - 10 Cores - 2.6 GHz | 64 GB | 2 x 300 GB | Warehouse
OK |  | 18 | 1 |  | 10 | SV-RTR-0318-01E-10 | SV-RTR-0318-01E |  | CZ250603GW | https://partsurfer.hpe.com/Search.aspx?searchText=CZ250603GW | HP BL460c G9 | 727021-B21 | VCA Server |  | Server Type 4 (VCA) | 2 x E5-2660 v3 - 10 Cores - 2.6 GHz | 64 GB | 2 x 300 GB | Warehouse
OK |  | 18 | 1 |  | 7 | SV-RTR-0318-01E-07 | SV-RTR-0318-01E |  | CZ250603DM | https://partsurfer.hpe.com/Search.aspx?searchText=CZ250603DM | HP BL460c G9 | 727021-B21 | VCA Server |  | Server Type 4 (VCA) | 2 x E5-2660 v3 - 10 Cores - 2.6 GHz | 64 GB | 2 x 300 GB | Warehouse
OK |  | 18 | 1 |  | 8 | SV-RTR-0318-01E-08 | SV-RTR-0318-01E |  | CZ250603G5 | https://partsurfer.hpe.com/Search.aspx?searchText=CZ250603G5 | HP BL460c G9 | 727021-B21 | VCA Server |  | Server Type 4 (VCA) | 2 x E5-2660 v3 - 10 Cores - 2.6 GHz | 64 GB | 2 x 300 GB | Warehouse
OK |  | 18 | 1 |  | 1 | SV-RTR-0318-01E-01 | SV-RTR-0318-01E |  | CZ250603DT | https://partsurfer.hpe.com/Search.aspx?searchText=CZ250603DT | HP BL460c G9 | 727021-B21 | VCA Server |  | Server Type 4 (VCA) | 2 x E5-2660 v3 - 10 Cores - 2.6 GHz | 64 GB | 2 x 300 GB | Warehouse
OK |  | 18 | 1 |  | 15 | SV-RTR-0318-01E-15 | SV-RTR-0318-01E |  | CZ250603CM | https://partsurfer.hpe.com/Search.aspx?searchText=CZ250603CM | HP BL460c G9 | 727021-B21 | VCA Server |  | Server Type 4 (VCA) | 2 x E5-2660 v3 - 10 Cores - 2.6 GHz | 64 GB | 2 x 300 GB | Warehouse
OK |  | 16 | 3 |  | 8 | SV-RTR-0316-21E-08 | SV-RTR-0316-21E |  | CZ250603CQ | https://partsurfer.hpe.com/Search.aspx?searchText=CZ250603CQ | HP BL460c G9 | 727021-B21 | VCA Server |  | Server Type 4 (VCA) | 2 x E5-2660 v3 - 10 Cores - 2.6 GHz | 64 GB | 2 x 300 GB | Warehouse
OK |  | 12 | 1 |  | 15 | SV-MTR-0312-01E-15 | SV-MTR-0312-01E |  | CZ25060FQM | https://partsurfer.hpe.com/Search.aspx?searchText=CZ25060FQM | HP BL460c G9 | 727021-B21 | VCA Server |  | Server Type 4 (VCA) | 2 x E5-2660 v3 - 10 Cores - 2.6 GHz | 64 GB | 2 x 300 GB | Warehouse
OK |  | 12 | 1 |  | 14 | SV-MTR-0312-01E-14 | SV-MTR-0312-01E |  | CZ25060FQN | https://partsurfer.hpe.com/Search.aspx?searchText=CZ25060FQN | HP BL460c G9 | 727021-B21 | VCA Server |  | Server Type 4 (VCA) | 2 x E5-2660 v3 - 10 Cores - 2.6 GHz | 64 GB | 2 x 300 GB | Warehouse
OK |  | 18 | 1 |  | 4 | SV-RTR-0318-01E-04 | SV-RTR-0318-01E |  | CZ250603GC | https://partsurfer.hpe.com/Search.aspx?searchText=CZ250603GC | HP BL460c G9 | 727021-B21 | VCA Server |  | Server Type 4 (VCA) | 2 x E5-2660 v3 - 10 Cores - 2.6 GHz | 64 GB | 2 x 300 GB | Warehouse
OK |  | 18 | 1 |  | 9 | SV-RTR-0318-01E-09 | SV-RTR-0318-01E |  | CZ250603FC | https://partsurfer.hpe.com/Search.aspx?searchText=CZ250603FC | HP BL460c G9 | 727021-B21 | VCA Server |  | Server Type 4 (VCA) | 2 x E5-2660 v3 - 10 Cores - 2.6 GHz | 64 GB | 2 x 300 GB | Warehouse
OK |  | 12 | 1 |  | 13 | SV-MTR-0312-01E-13 | SV-MTR-0312-01E |  | CZ250603D8 | https://partsurfer.hpe.com/Search.aspx?searchText=CZ250603D8 | HP BL460c G9 | 727021-B21 | VCA Server |  | Server Type 4 (VCA) | 2 x E5-2660 v3 - 10 Cores - 2.6 GHz | 64 GB | 2 x 300 GB | Warehouse
OK |  | 16 | 3 |  | 9 | SV-RTR-0316-21E-09 | SV-RTR-0316-21E |  | CZ250603DR | https://partsurfer.hpe.com/Search.aspx?searchText=CZ250603DR | HP BL460c G9 | 727021-B21 | VCA Server |  | Server Type 4 (VCA) | 2 x E5-2660 v3 - 10 Cores - 2.6 GHz | 64 GB | 2 x 300 GB | Warehouse
OK |  | 18 | 1 |  | 5 | SV-RTR-0318-01E-05 | SV-RTR-0318-01E |  | CZ250603DH | https://partsurfer.hpe.com/Search.aspx?searchText=CZ250603DH | HP BL460c G9 | 727021-B21 | VCA Server |  | Server Type 4 (VCA) | 2 x E5-2660 v3 - 10 Cores - 2.6 GHz | 64 GB | 2 x 300 GB | Warehouse
OK |  | 18 | 1 |  | 12 | SV-RTR-0318-01E-12 | SV-RTR-0318-01E |  | CZ250603D9 | https://partsurfer.hpe.com/Search.aspx?searchText=CZ250603D9 | HP BL460c G9 | 727021-B21 | VCA Server |  | Server Type 4 (VCA) | 2 x E5-2660 v3 - 10 Cores - 2.6 GHz | 64 GB | 2 x 300 GB | Warehouse
OK |  | 18 | 1 |  | 13 | SV-RTR-0318-01E-13 | SV-RTR-0318-01E |  | CZ250603F3 | https://partsurfer.hpe.com/Search.aspx?searchText=CZ250603F3 | HP BL460c G9 | 727021-B21 | VCA Server |  | Server Type 4 (VCA) | 2 x E5-2660 v3 - 10 Cores - 2.6 GHz | 64 GB | 2 x 300 GB | Warehouse
OK |  | 18 | 1 |  | 11 | SV-RTR-0318-01E-11 | SV-RTR-0318-01E |  | CZ25060FSD | https://partsurfer.hpe.com/Search.aspx?searchText=CZ25060FSD | HP BL460c G9 | 727021-B21 | VCA Server |  | Server Type 4 (VCA) | 2 x E5-2660 v3 - 10 Cores - 2.6 GHz | 64 GB | 2 x 300 GB | Warehouse
OK |  | 18 | 1 |  | 14 | SV-RTR-0318-01E-14 | SV-RTR-0318-01E |  | CZ250603DQ | https://partsurfer.hpe.com/Search.aspx?searchText=CZ250603DQ | HP BL460c G9 | 727021-B21 | VCA Server |  | Server Type 4 (VCA) | 2 x E5-2660 v3 - 10 Cores - 2.6 GHz | 64 GB | 2 x 300 GB | Warehouse
OK |  | 12 | 2 |  | 6 | SV-MTR-0312-11E-06 | SV-MTR-0312-11E | SV-RTR-0316-21E | CZ250603FV | https://partsurfer.hpe.com/Search.aspx?searchText=CZ250603FV | HP BL460c G9 | 727021-B21 | VCA Server |  | Server Type 4 (VCA) | 2 x E5-2660 v3 - 10 Cores - 2.6 GHz | 64 GB | 2 x 300 GB | Warehouse
OK |  | 18 | 1 |  | 6 | SV-RTR-0318-01E-06 | SV-RTR-0318-01E |  | CZ250603DG | https://partsurfer.hpe.com/Search.aspx?searchText=CZ250603DG | HP BL460c G9 | 727021-B21 | VCA Server |  | Server Type 4 (VCA) | 2 x E5-2660 v3 - 10 Cores - 2.6 GHz | 64 GB | 2 x 300 GB | Warehouse
OK |  | 18 | 1 |  | 16 | SV-RTR-0318-01E-16 | SV-RTR-0318-01E |  | CZ25060FTH | https://partsurfer.hpe.com/Search.aspx?searchText=CZ25060FTH | HP BL460c G9 | 727021-B21 | VCA Server |  | Server Type 4 (VCA) | 2 x E5-2660 v3 - 10 Cores - 2.6 GHz | 64 GB | 2 x 300 GB | Warehouse
OK |  | 18 | 1 |  | 2 | SV-RTR-0318-01E-02 | SV-RTR-0318-01E |  | CZ250603CK | https://partsurfer.hpe.com/Search.aspx?searchText=CZ250603CK | HP BL460c G9 | 727021-B21 | VCA Server |  | Server Type 4 (VCA) | 2 x E5-2660 v3 - 10 Cores - 2.6 GHz | 64 GB | 2 x 300 GB | Warehouse
OK |  | 18 | 1 |  | 3 | SV-RTR-0318-01E-03 | SV-RTR-0318-01E |  | CZ25060FQC | https://partsurfer.hpe.com/Search.aspx?searchText=CZ25060FQC | HP BL460c G9 | 727021-B21 | VCA Server |  | Server Type 4 (VCA) | 2 x E5-2660 v3 - 10 Cores - 2.6 GHz | 64 GB | 2 x 300 GB | Warehouse
OK |  | 14 | 1 |  | 11 | SV-MTR-0314-01E-11 | SV-MTR-0314-01E |  | CZ250603HM | https://partsurfer.hpe.com/Search.aspx?searchText=CZ250603HM | HP BL460c G9 | 727021-B21 | VCA Server |  | Server Type 4 (VCA) | 2 x E5-2660 v3 - 10 Cores - 2.6 GHz | 64 GB | 2 x 300 GB | Warehouse
OK |  | 12 | 2 |  | 11 | SV-MTR-0312-11E-11 | SV-MTR-0312-11E | SV-MTR-0314-21E | CZ250603DK | https://partsurfer.hpe.com/Search.aspx?searchText=CZ250603DK | HP BL460c G9 | 727021-B21 | VCA Server |  | Server Type 4 (VCA) | 2 x E5-2660 v3 - 10 Cores - 2.6 GHz | 64 GB | 2 x 300 GB | Warehouse
OK |  | 14 | 1 |  | 13 | SV-MTR-0314-01E-13 | SV-MTR-0314-01E |  | CZ250603G7 | https://partsurfer.hpe.com/Search.aspx?searchText=CZ250603G7 | HP BL460c G9 | 727021-B21 | VCA Server |  | Server Type 4 (VCA) | 2 x E5-2660 v3 - 10 Cores - 2.6 GHz | 64 GB | 2 x 300 GB | Warehouse
OK |  | 15 | 1 |  | 14 | SV-RTR-0315-01E-14 | SV-RTR-0315-01E |  | CZ250603DN | https://partsurfer.hpe.com/Search.aspx?searchText=CZ250603DN | HP BL460c G9 | 727021-B21 | VCA Server |  | Server Type 4 (VCA) | 2 x E5-2660 v3 - 10 Cores - 2.6 GHz | 64 GB | 2 x 300 GB | Warehouse
OK |  | 15 | 1 |  | 12 | SV-RTR-0315-01E-12 | SV-RTR-0315-01E |  | CZ250603G0 | https://partsurfer.hpe.com/Search.aspx?searchText=CZ250603G0 | HP BL460c G9 | 727021-B21 | VCA Server |  | Server Type 4 (VCA) | 2 x E5-2660 v3 - 10 Cores - 2.6 GHz | 64 GB | 2 x 300 GB | Warehouse
OK |  | 15 | 1 |  | 11 | SV-RTR-0315-01E-11 | SV-RTR-0315-01E |  | CZ25060FQT | https://partsurfer.hpe.com/Search.aspx?searchText=CZ25060FQT | HP BL460c G9 | 727021-B21 | VCA Server |  | Server Type 4 (VCA) | 2 x E5-2660 v3 - 10 Cores - 2.6 GHz | 64 GB | 2 x 300 GB | Warehouse
[9 empty] | CZ250603CN | https://partsurfer.hpe.com/Search.aspx?searchText=CZ250603CN | HP BL460c G9 | 727021-B21 | VCA Server |  | Server Type 4 (VCA) | 2 x E5-2660 v3 - 10 Cores - 2.6 GHz | 64 GB | 2 x 300 GB | Warehouse
OK |  | 12 | 2 |  | 12 | SV-MTR-0312-11E-12 | SV-MTR-0312-11E | SV-MTR-0314-21E | CZ250603GB | https://partsurfer.hpe.com/Search.aspx?searchText=CZ250603GB | HP BL460c G9 | 727021-B21 | VCA Server |  | Server Type 4 (VCA) | 2 x E5-2660 v3 - 10 Cores - 2.6 GHz | 64 GB | 2 x 300 GB | Warehouse
OK |  | 15 | 1 |  | 8 | SV-RTR-0315-01E-08 | SV-RTR-0315-01E |  | CZ250603GD | https://partsurfer.hpe.com/Search.aspx?searchText=CZ250603GD | HP BL460c G9 | 727021-B21 | VCA Server |  | Server Type 4 (VCA) | 2 x E5-2660 v3 - 10 Cores - 2.6 GHz | 64 GB | 2 x 300 GB | Warehouse
OK |  | 15 | 1 |  | 13 | SV-RTR-0315-01E-13 | SV-RTR-0315-01E |  | CZ250603G8 | https://partsurfer.hpe.com/Search.aspx?searchText=CZ250603G8 | HP BL460c G9 | 727021-B21 | VCA Server |  | Server Type 4 (VCA) | 2 x E5-2660 v3 - 10 Cores - 2.6 GHz | 64 GB | 2 x 300 GB | Warehouse
OK |  | 15 | 1 |  | 10 | SV-RTR-0315-01E-10 | SV-RTR-0315-01E |  | CZ250603HK | https://partsurfer.hpe.com/Search.aspx?searchText=CZ250603HK | HP BL460c G9 | 727021-B21 | VCA Server |  | Server Type 4 (VCA) | 2 x E5-2660 v3 - 10 Cores - 2.6 GHz | 64 GB | 2 x 300 GB | Warehouse
OK |  | 13 | 1 |  | 6 | SV-MTR-0313-01E-06 | SV-MTR-0313-01E |  | CZ25060FRV | https://partsurfer.hpe.com/Search.aspx?searchText=CZ25060FRV | HP BL460c G9 | 727021-B21 | VCA Server |  | Server Type 4 (VCA) | 2 x E5-2660 v3 - 10 Cores - 2.6 GHz | 64 GB | 2 x 300 GB | Warehouse
OK |  | 13 | 1 |  | 13 | SV-MTR-0313-01E-13 | SV-MTR-0313-01E |  | CZ25060FQB | https://partsurfer.hpe.com/Search.aspx?searchText=CZ25060FQB | HP BL460c G9 | 727021-B21 | VCA Server |  | Server Type 4 (VCA) | 2 x E5-2660 v3 - 10 Cores - 2.6 GHz | 64 GB | 2 x 300 GB | Warehouse
OK |  | 12 | 1 |  | 11 | SV-MTR-0312-01E-11 | SV-MTR-0312-01E |  | CZ25060FT9 | https://partsurfer.hpe.com/Search.aspx?searchText=CZ25060FT9 | HP BL460c G9 | 727021-B21 | VCA Server |  | Server Type 4 (VCA) | 2 x E5-2660 v3 - 10 Cores - 2.6 GHz | 64 GB | 2 x 300 GB | Warehouse
OK |  | 12 | 1 |  | 9 | SV-MTR-0312-01E-09 | SV-MTR-0312-01E |  | CZ250603F8 | https://partsurfer.hpe.com/Search.aspx?searchText=CZ250603F8 | HP BL460c G9 | 727021-B21 | VCA Server |  | Server Type 4 (VCA) | 2 x E5-2660 v3 - 10 Cores - 2.6 GHz | 64 GB | 2 x 300 GB | Warehouse
OK |  | 12 | 3 |  | 1 | SV-MTR-0312-21E-01 | SV-MTR-0312-21E |  | CZ250603G3 | https://partsurfer.hpe.com/Search.aspx?searchText=CZ250603G3 | HP BL460c G9 | 727021-B21 | VCA Server |  | Server Type 4 (VCA) | 2 x E5-2660 v3 - 10 Cores - 2.6 GHz | 64 GB | 2 x 300 GB | Warehouse
OK |  | 13 | 1 |  | 12 | SV-MTR-0313-01E-12 | SV-MTR-0313-01E |  | CZ250603CL | https://partsurfer.hpe.com/Search.aspx?searchText=CZ250603CL | HP BL460c G9 | 727021-B21 | VCA Server |  | Server Type 4 (VCA) | 2 x E5-2660 v3 - 10 Cores - 2.6 GHz | 64 GB | 2 x 300 GB | Warehouse
OK |  | 12 | 2 |  | 14 | SV-MTR-0313-11E-14 | SV-MTR-0313-11E |  | CZ250603HH | https://partsurfer.hpe.com/Search.aspx?searchText=CZ250603HH | HP BL460c G9 | 727021-B21 | VCA Server |  | Server Type 4 (VCA) | 2 x E5-2660 v3 - 10 Cores - 2.6 GHz | 64 GB | 2 x 300 GB | Warehouse
OK |  | 12 | 3 |  | 7 | SV-MTR-0312-21E-07 | SV-MTR-0312-21E |  | CZ250603DX | https://partsurfer.hpe.com/Search.aspx?searchText=CZ250603DX | HP BL460c G9 | 727021-B21 | VCA Server |  | Server Type 4 (VCA) | 2 x E5-2660 v3 - 10 Cores - 2.6 GHz | 64 GB | 2 x 300 GB | Warehouse
OK |  | 12 | 3 |  | 14 | SV-MTR-0312-21E-14 | SV-MTR-0312-21E |  | CZ250603FJ | https://partsurfer.hpe.com/Search.aspx?searchText=CZ250603FJ | HP BL460c G9 | 727021-B21 | VCA Server |  | Server Type 4 (VCA) | 2 x E5-2660 v3 - 10 Cores - 2.6 GHz | 64 GB | 2 x 300 GB | Warehouse
OK |  | 13 | 1 |  | 11 | SV-MTR-0313-01E-11 | SV-MTR-0313-01E |  | CZ250603GV | https://partsurfer.hpe.com/Search.aspx?searchText=CZ250603GV | HP BL460c G9 | 727021-B21 | VCA Server |  | Server Type 4 (VCA) | 2 x E5-2660 v3 - 10 Cores - 2.6 GHz | 64 GB | 2 x 300 GB | Warehouse
OK |  | 12 | 1 |  | 12 | SV-MTR-0312-01E-12 | SV-MTR-0312-01E |  | CZ25060FQ9 | https://partsurfer.hpe.com/Search.aspx?searchText=CZ25060FQ9 | HP BL460c G9 | 727021-B21 | VCA Server |  | Server Type 4 (VCA) | 2 x E5-2660 v3 - 10 Cores - 2.6 GHz | 64 GB | 2 x 300 GB | Warehouse
OK |  | 14 | 2 |  | 12 | SV-MTR-0314-11E-12 | SV-MTR-0314-11E |  | CZ250603FY | https://partsurfer.hpe.com/Search.aspx?searchText=CZ250603FY | HP BL460c G9 | 727021-B21 | VCA Server |  | Server Type 4 (VCA) | 2 x E5-2660 v3 - 10 Cores - 2.6 GHz | 64 GB | 2 x 300 GB | Warehouse
OK |  | 14 | 1 |  | 1 | SV-MTR-0314-01E-01 | SV-MTR-0314-01E |  | CZ25060FSJ | https://partsurfer.hpe.com/Search.aspx?searchText=CZ25060FSJ | HP BL460c G9 | 727021-B21 | VCA Server |  | Server Type 4 (VCA) | 2 x E5-2660 v3 - 10 Cores - 2.6 GHz | 64 GB | 2 x 300 GB | Warehouse
OK |  | 14 | 2 |  | 8 | SV-MTR-0314-11E-08 | SV-MTR-0314-11E |  | CZ250603GQ | https://partsurfer.hpe.com/Search.aspx?searchText=CZ250603GQ | HP BL460c G9 | 727021-B21 | VCA Server |  | Server Type 4 (VCA) | 2 x E5-2660 v3 - 10 Cores - 2.6 GHz | 64 GB | 2 x 300 GB | Warehouse
OK |  | 18 | 3 |  | 4 | SV-RTR-0318-21E-04 | SV-RTR-0318-21E |  | CZ250603GS | https://partsurfer.hpe.com/Search.aspx?searchText=CZ250603GS | HP BL460c G9 | 727021-B21 | VCA Server |  | Server Type 4 (VCA) | 2 x E5-2660 v3 - 10 Cores - 2.6 GHz | 64 GB | 2 x 300 GB | Warehouse
OK |  | 18 | 3 |  | 3 | SV-RTR-0318-21E-03 | SV-RTR-0318-21E |  | CZ250603D7 | https://partsurfer.hpe.com/Search.aspx?searchText=CZ250603D7 | HP BL460c G9 | 727021-B21 | VCA Server |  | Server Type 4 (VCA) | 2 x E5-2660 v3 - 10 Cores - 2.6 GHz | 64 GB | 2 x 300 GB | Warehouse
OK |  | 18 | 2 |  | 16 | SV-RTR-0318-11E-16 | SV-RTR-0318-11E |  | CZ250603FF | https://partsurfer.hpe.com/Search.aspx?searchText=CZ250603FF | HP BL460c G9 | 727021-B21 | VCA Server |  | Server Type 4 (VCA) | 2 x E5-2660 v3 - 10 Cores - 2.6 GHz | 64 GB | 2 x 300 GB | Warehouse
OK |  | 18 | 2 |  | 13 | SV-RTR-0318-11E-13 | SV-RTR-0318-11E |  | CZ250603HL | https://partsurfer.hpe.com/Search.aspx?searchText=CZ250603HL | HP BL460c G9 | 727021-B21 | VCA Server |  | Server Type 4 (VCA) | 2 x E5-2660 v3 - 10 Cores - 2.6 GHz | 64 GB | 2 x 300 GB | Warehouse
OK |  | 18 | 2 |  | 9 | SV-RTR-0318-11E-09 | SV-RTR-0318-11E |  | CZ250603D2 | https://partsurfer.hpe.com/Search.aspx?searchText=CZ250603D2 | HP BL460c G9 | 727021-B21 | VCA Server |  | Server Type 4 (VCA) | 2 x E5-2660 v3 - 10 Cores - 2.6 GHz | 64 GB | 2 x 300 GB | Warehouse
OK |  | 14 | 2 |  | 16 | SV-MTR-0314-11E-16 | SV-MTR-0314-11E |  | CZ250603G4 | https://partsurfer.hpe.com/Search.aspx?searchText=CZ250603G4 | HP BL460c G9 | 727021-B21 | VCA Server |  | Server Type 4 (VCA) | 2 x E5-2660 v3 - 10 Cores - 2.6 GHz | 64 GB | 2 x 300 GB | Warehouse
OK |  | 14 | 2 |  | 3 | SV-MTR-0314-11E-03 | SV-MTR-0314-11E |  | CZ25060FSW | https://partsurfer.hpe.com/Search.aspx?searchText=CZ25060FSW | HP BL460c G9 | 727021-B21 | VCA Server |  | Server Type 4 (VCA) | 2 x E5-2660 v3 - 10 Cores - 2.6 GHz | 64 GB | 2 x 300 GB | Warehouse
OK |  | 14 | 2 |  | 10 | SV-MTR-0314-11E-10 | SV-MTR-0314-11E |  | CZ250603FB | https://partsurfer.hpe.com/Search.aspx?searchText=CZ250603FB | HP BL460c G9 | 727021-B21 | VCA Server |  | Server Type 4 (VCA) | 2 x E5-2660 v3 - 10 Cores - 2.6 GHz | 64 GB | 2 x 300 GB | Warehouse
OK |  | 14 | 2 |  | 7 | SV-MTR-0314-11E-07 | SV-MTR-0314-11E |  | CZ250603DB | https://partsurfer.hpe.com/Search.aspx?searchText=CZ250603DB | HP BL460c G9 | 727021-B21 | VCA Server |  | Server Type 4 (VCA) | 2 x E5-2660 v3 - 10 Cores - 2.6 GHz | 64 GB | 2 x 300 GB | Warehouse
OK |  | 14 | 2 |  | 4 | SV-MTR-0314-11E-04 | SV-MTR-0314-11E |  | CZ25060FT1 | https://partsurfer.hpe.com/Search.aspx?searchText=CZ25060FT1 | HP BL460c G9 | 727021-B21 | VCA Server |  | Server Type 4 (VCA) | 2 x E5-2660 v3 - 10 Cores - 2.6 GHz | 64 GB | 2 x 300 GB | Warehouse
OK |  | 14 | 2 |  | 1 | SV-MTR-0314-11E-01 | SV-MTR-0314-11E |  | CZ250603G9 | https://partsurfer.hpe.com/Search.aspx?searchText=CZ250603G9 | HP BL460c G9 | 727021-B21 | VCA Server |  | Server Type 4 (VCA) | 2 x E5-2660 v3 - 10 Cores - 2.6 GHz | 64 GB | 2 x 300 GB | Warehouse
OK |  | 18 | 2 |  | 10 | SV-RTR-0318-11E-10 | SV-RTR-0318-11E |  | CZ250603D5 | https://partsurfer.hpe.com/Search.aspx?searchText=CZ250603D5 | HP BL460c G9 | 727021-B21 | VCA Server |  | Server Type 4 (VCA) | 2 x E5-2660 v3 - 10 Cores - 2.6 GHz | 64 GB | 2 x 300 GB | Warehouse
OK |  | 18 | 2 |  | 12 | SV-RTR-0318-11E-12 | SV-RTR-0318-11E |  | CZ250603D0 | https://partsurfer.hpe.com/Search.aspx?searchText=CZ250603D0 | HP BL460c G9 | 727021-B21 | VCA Server |  | Server Type 4 (VCA) | 2 x E5-2660 v3 - 10 Cores - 2.6 GHz | 64 GB | 2 x 300 GB | Warehouse
OK |  | 18 | 2 |  | 15 | SV-RTR-0318-11E-15 | SV-RTR-0318-11E |  | CZ250603H2 | https://partsurfer.hpe.com/Search.aspx?searchText=CZ250603H2 | HP BL460c G9 | 727021-B21 | VCA Server |  | Server Type 4 (VCA) | 2 x E5-2660 v3 - 10 Cores - 2.6 GHz | 64 GB | 2 x 300 GB | Warehouse
OK |  | 18 | 2 |  | 11 | SV-RTR-0318-11E-11 | SV-RTR-0318-11E |  | CZ250603H6 | https://partsurfer.hpe.com/Search.aspx?searchText=CZ250603H6 | HP BL460c G9 | 727021-B21 | VCA Server |  | Server Type 4 (VCA) | 2 x E5-2660 v3 - 10 Cores - 2.6 GHz | 64 GB | 2 x 300 GB | Warehouse
OK |  | 14 | 2 |  | 2 | SV-MTR-0314-11E-02 | SV-MTR-0314-11E |  | CZ250603F9 | https://partsurfer.hpe.com/Search.aspx?searchText=CZ250603F9 | HP BL460c G9 | 727021-B21 | VCA Server |  | Server Type 4 (VCA) | 2 x E5-2660 v3 - 10 Cores - 2.6 GHz | 64 GB | 2 x 300 GB | Warehouse
OK |  | 18 | 2 |  | 14 | SV-RTR-0318-11E-14 | SV-RTR-0318-11E |  | CZ250603HJ | https://partsurfer.hpe.com/Search.aspx?searchText=CZ250603HJ | HP BL460c G9 | 727021-B21 | VCA Server |  | Server Type 4 (VCA) | 2 x E5-2660 v3 - 10 Cores - 2.6 GHz | 64 GB | 2 x 300 GB | Warehouse
OK |  | 18 | 3 |  | 2 | SV-RTR-0318-21E-02 | SV-RTR-0318-21E |  | CZ250603H5 | https://partsurfer.hpe.com/Search.aspx?searchText=CZ250603H5 | HP BL460c G9 | 727021-B21 | VCA Server |  | Server Type 4 (VCA) | 2 x E5-2660 v3 - 10 Cores - 2.6 GHz | 64 GB | 2 x 300 GB | Warehouse
OK |  | 14 | 3 |  | 10 | SV-MTR-0314-21E-10 | SV-MTR-0314-21E |  | CZ25060FSZ | https://partsurfer.hpe.com/Search.aspx?searchText=CZ25060FSZ | HP BL460c G9 | 727021-B21 | VCA Server |  | Server Type 4 (VCA) | 2 x E5-2660 v3 - 10 Cores - 2.6 GHz | 64 GB | 2 x 300 GB | Warehouse
OK |  | 14 | 3 |  | 9 | SV-MTR-0314-21E-09 | SV-MTR-0314-21E |  | CZ25060FRW | https://partsurfer.hpe.com/Search.aspx?searchText=CZ25060FRW | HP BL460c G9 | 727021-B21 | VCA Server |  | Server Type 4 (VCA) | 2 x E5-2660 v3 - 10 Cores - 2.6 GHz | 64 GB | 2 x 300 GB | Warehouse
OK |  | 16 | 1 |  | 10 | SV-RTR-0316-01E-10 | SV-RTR-0316-01E |  | CZ25060FST | https://partsurfer.hpe.com/Search.aspx?searchText=CZ25060FST | HP BL460c G9 | 727021-B21 | VCA Server |  | Server Type 4 (VCA) | 2 x E5-2660 v3 - 10 Cores - 2.6 GHz | 64 GB | 2 x 300 GB | Warehouse
OK |  | 16 | 1 |  | 15 | SV-RTR-0316-01E-15 | SV-RTR-0316-01E |  | CZ2506004M | https://partsurfer.hpe.com/Search.aspx?searchText=CZ2506004M | HP BL460c G9 | 727021-B21 | VCA Server |  | Server Type 4 (VCA) | 2 x E5-2660 v3 - 10 Cores - 2.6 GHz | 64 GB | 2 x 300 GB | Warehouse
OK |  | 14 | 1 |  | 9 | SV-MTR-0314-01E-09 | SV-MTR-0314-01E |  | CZ25060FS3 | https://partsurfer.hpe.com/Search.aspx?searchText=CZ25060FS3 | HP BL460c G9 | 727021-B21 | VCA Server |  | Server Type 4 (VCA) | 2 x E5-2660 v3 - 10 Cores - 2.6 GHz | 64 GB | 2 x 300 GB | Warehouse
OK |  | 14 | 3 |  | 4 | SV-MTR-0314-21E-04 | SV-MTR-0314-21E |  | CZ25060FSQ | https://partsurfer.hpe.com/Search.aspx?searchText=CZ25060FSQ | HP BL460c G9 | 727021-B21 | VCA Server |  | Server Type 4 (VCA) | 2 x E5-2660 v3 - 10 Cores - 2.6 GHz | 64 GB | 2 x 300 GB | Warehouse
OK |  | 14 | 3 |  | 1 | SV-MTR-0314-21E-01 | SV-MTR-0314-21E |  | CZ25060FSH | https://partsurfer.hpe.com/Search.aspx?searchText=CZ25060FSH | HP BL460c G9 | 727021-B21 | VCA Server |  | Server Type 4 (VCA) | 2 x E5-2660 v3 - 10 Cores - 2.6 GHz | 64 GB | 2 x 300 GB | Warehouse
OK |  | 16 | 1 |  | 8 | SV-RTR-0316-01E-08 | SV-RTR-0316-01E |  | CZ25060FRB | https://partsurfer.hpe.com/Search.aspx?searchText=CZ25060FRB | HP BL460c G9 | 727021-B21 | VCA Server |  | Server Type 4 (VCA) | 2 x E5-2660 v3 - 10 Cores - 2.6 GHz | 64 GB | 2 x 300 GB | Warehouse
OK |  | 16 | 1 |  | 14 | SV-RTR-0316-01E-14 | SV-RTR-0316-01E |  | CZ25060FR1 | https://partsurfer.hpe.com/Search.aspx?searchText=CZ25060FR1 | HP BL460c G9 | 727021-B21 | VCA Server |  | Server Type 4 (VCA) | 2 x E5-2660 v3 - 10 Cores - 2.6 GHz | 64 GB | 2 x 300 GB | Warehouse
OK |  | 12 | 2 |  | 10 | SV-MTR-0312-11E-10 | SV-MTR-0312-11E | SV-MTR-0314-21E | CZ25060FPW | https://partsurfer.hpe.com/Search.aspx?searchText=CZ25060FPW | HP BL460c G9 | 727021-B21 | VCA Server |  | Server Type 4 (VCA) | 2 x E5-2660 v3 - 10 Cores - 2.6 GHz | 64 GB | 2 x 300 GB | Warehouse
OK |  | 16 | 1 |  | 11 | SV-RTR-0316-01E-11 | SV-RTR-0316-01E |  | CZ25060FRY | https://partsurfer.hpe.com/Search.aspx?searchText=CZ25060FRY | HP BL460c G9 | 727021-B21 | VCA Server |  | Server Type 4 (VCA) | 2 x E5-2660 v3 - 10 Cores - 2.6 GHz | 64 GB | 2 x 300 GB | Warehouse
OK |  | 14 | 3 |  | 5 | SV-MTR-0314-21E-05 | SV-MTR-0314-21E |  | CZ25060FQ6 | https://partsurfer.hpe.com/Search.aspx?searchText=CZ25060FQ6 | HP BL460c G9 | 727021-B21 | VCA Server |  | Server Type 4 (VCA) | 2 x E5-2660 v3 - 10 Cores - 2.6 GHz | 64 GB | 2 x 300 GB | Warehouse
OK |  | 14 | 3 |  | 2 | SV-MTR-0314-21E-02 | SV-MTR-0314-21E |  | CZ25060FSN | https://partsurfer.hpe.com/Search.aspx?searchText=CZ25060FSN | HP BL460c G9 | 727021-B21 | VCA Server |  | Server Type 4 (VCA) | 2 x E5-2660 v3 - 10 Cores - 2.6 GHz | 64 GB | 2 x 300 GB | Warehouse
OK |  | 14 | 3 |  | 6 | SV-MTR-0314-21E-06 | SV-MTR-0314-21E |  | CZ25060FQ0 | https://partsurfer.hpe.com/Search.aspx?searchText=CZ25060FQ0 | HP BL460c G9 | 727021-B21 | VCA Server |  | Server Type 4 (VCA) | 2 x E5-2660 v3 - 10 Cores - 2.6 GHz | 64 GB | 2 x 300 GB | Warehouse
OK |  | 12 | 1 |  | 16 | SV-MTR-0312-01E-16 | SV-MTR-0312-01E |  | CZ25060FS7 | https://partsurfer.hpe.com/Search.aspx?searchText=CZ25060FS7 | HP BL460c G9 | 727021-B21 | VCA Server |  | Server Type 4 (VCA) | 2 x E5-2660 v3 - 10 Cores - 2.6 GHz | 64 GB | 2 x 300 GB | Warehouse
OK |  | 14 | 3 |  | 3 | SV-MTR-0314-21E-03 | SV-MTR-0314-21E |  | CZ25060FQF | https://partsurfer.hpe.com/Search.aspx?searchText=CZ25060FQF | HP BL460c G9 | 727021-B21 | VCA Server |  | Server Type 4 (VCA) | 2 x E5-2660 v3 - 10 Cores - 2.6 GHz | 64 GB | 2 x 300 GB | Warehouse
OK |  | 16 | 1 |  | 9 | SV-RTR-0316-01E-09 | SV-RTR-0316-01E |  | CZ25060FT4 | https://partsurfer.hpe.com/Search.aspx?searchText=CZ25060FT4 | HP BL460c G9 | 727021-B21 | VCA Server |  | Server Type 4 (VCA) | 2 x E5-2660 v3 - 10 Cores - 2.6 GHz | 64 GB | 2 x 300 GB | Warehouse
OK |  | 14 | 3 |  | 8 | SV-MTR-0314-21E-08 | SV-MTR-0314-21E |  | CZ25060FTB | https://partsurfer.hpe.com/Search.aspx?searchText=CZ25060FTB | HP BL460c G9 | 727021-B21 | VCA Server |  | Server Type 4 (VCA) | 2 x E5-2660 v3 - 10 Cores - 2.6 GHz | 64 GB | 2 x 300 GB | Warehouse
OK |  | 16 | 1 |  | 7 | SV-RTR-0316-01E-07 | SV-RTR-0316-01E |  | CZ25060FSP | https://partsurfer.hpe.com/Search.aspx?searchText=CZ25060FSP | HP BL460c G9 | 727021-B21 | VCA Server |  | Server Type 4 (VCA) | 2 x E5-2660 v3 - 10 Cores - 2.6 GHz | 64 GB | 2 x 300 GB | Warehouse
OK |  | 16 | 1 |  | 13 | SV-RTR-0316-01E-13 | SV-RTR-0316-01E |  | CZ25060FQ2 | https://partsurfer.hpe.com/Search.aspx?searchText=CZ25060FQ2 | HP BL460c G9 | 727021-B21 | VCA Server |  | Server Type 4 (VCA) | 2 x E5-2660 v3 - 10 Cores - 2.6 GHz | 64 GB | 2 x 300 GB | Warehouse
OK |  | 14 | 3 |  | 7 | SV-MTR-0314-21E-07 | SV-MTR-0314-21E |  | CZ25060FTC | https://partsurfer.hpe.com/Search.aspx?searchText=CZ25060FTC | HP BL460c G9 | 727021-B21 | VCA Server |  | Server Type 4 (VCA) | 2 x E5-2660 v3 - 10 Cores - 2.6 GHz | 64 GB | 2 x 300 GB | Warehouse
OK |  | 16 | 1 |  | 16 | SV-RTR-0316-01E-16 | SV-RTR-0316-01E |  | CZ25060FR8 | https://partsurfer.hpe.com/Search.aspx?searchText=CZ25060FR8 | HP BL460c G9 | 727021-B21 | VCA Server |  | Server Type 4 (VCA) | 2 x E5-2660 v3 - 10 Cores - 2.6 GHz | 64 GB | 2 x 300 GB | Warehouse
OK |  | 16 | 1 |  | 12 | SV-RTR-0316-01E-12 | SV-RTR-0316-01E |  | CZ2506004N | https://partsurfer.hpe.com/Search.aspx?searchText=CZ2506004N | HP BL460c G9 | 727021-B21 | VCA Server |  | Server Type 4 (VCA) | 2 x E5-2660 v3 - 10 Cores - 2.6 GHz | 64 GB | 2 x 300 GB | Warehouse
[9 empty] | CZ25060FQ6 | https://partsurfer.hpe.com/Search.aspx?searchText=CZ25060FQ6 | HP BL460c G9 | 727021-B21 | VCA Server |  | Server Type 4 (VCA) | 2 x E5-2660 v3 - 10 Cores - 2.6 GHz | 64 GB | 2 x 300 GB | Warehouse
OK |  | 13 | 2 |  | 9 | SV-MTR-0313-11E-09 | SV-MTR-0313-11E |  | CZ25060FSC | https://partsurfer.hpe.com/Search.aspx?searchText=CZ25060FSC | HP BL460c G9 | 727021-B21 | VCA Server |  | Server Type 4 (VCA) | 2 x E5-2660 v3 - 10 Cores - 2.6 GHz | 64 GB | 2 x 300 GB | Warehouse
OK |  | 13 | 2 |  | 11 | SV-MTR-0313-11E-11 | SV-MTR-0313-11E |  | CZ250603FZ | https://partsurfer.hpe.com/Search.aspx?searchText=CZ250603FZ | HP BL460c G9 | 727021-B21 | VCA Server |  | Server Type 4 (VCA) | 2 x E5-2660 v3 - 10 Cores - 2.6 GHz | 64 GB | 2 x 300 GB | Warehouse
OK |  | 13 | 2 |  | 6 | SV-MTR-0313-11E-06 | SV-MTR-0313-11E |  | CZ250603H9 | https://partsurfer.hpe.com/Search.aspx?searchText=CZ250603H9 | HP BL460c G9 | 727021-B21 | VCA Server |  | Server Type 4 (VCA) | 2 x E5-2660 v3 - 10 Cores - 2.6 GHz | 64 GB | 2 x 300 GB | Warehouse
OK |  | 13 | 2 |  | 5 | SV-MTR-0313-11E-05 | SV-MTR-0313-11E |  | CZ250603G2 | https://partsurfer.hpe.com/Search.aspx?searchText=CZ250603G2 | HP BL460c G9 | 727021-B21 | VCA Server |  | Server Type 4 (VCA) | 2 x E5-2660 v3 - 10 Cores - 2.6 GHz | 64 GB | 2 x 300 GB | Warehouse
OK |  | 13 | 2 |  | 14 | SV-MTR-0313-11E-14 | SV-MTR-0313-11E |  | CZ250603F1 | https://partsurfer.hpe.com/Search.aspx?searchText=CZ250603F1 | HP BL460c G9 | 727021-B21 | VCA Server |  | Server Type 4 (VCA) | 2 x E5-2660 v3 - 10 Cores - 2.6 GHz | 64 GB | 2 x 300 GB | Warehouse
OK |  | 13 | 2 |  | 12 | SV-MTR-0313-11E-12 | SV-MTR-0313-11E |  | CZ25060FR9 | https://partsurfer.hpe.com/Search.aspx?searchText=CZ25060FR9 | HP BL460c G9 | 727021-B21 | VCA Server |  | Server Type 4 (VCA) | 2 x E5-2660 v3 - 10 Cores - 2.6 GHz | 64 GB | 2 x 300 GB | Warehouse
KERRY_WH | [6 empty] | KERRY_WH |  | CZ250603FR | https://partsurfer.hpe.com/Search.aspx?searchText=CZ250603FR | HP BL460c G9 | 727021-B21 | VCA Server |  | Server Type 4 (VCA) | 2 x E5-2660 v3 - 10 Cores - 2.6 GHz | 64 GB | 2 x 300 GB | Warehouse
OK |  | 13 | 2 |  | 7 | SV-MTR-0313-11E-07 | SV-MTR-0313-11E |  | CZ250603DJ | https://partsurfer.hpe.com/Search.aspx?searchText=CZ250603DJ | HP BL460c G9 | 727021-B21 | VCA Server |  | Server Type 4 (VCA) | 2 x E5-2660 v3 - 10 Cores - 2.6 GHz | 64 GB | 2 x 300 GB | Warehouse
OK |  | 13 | 2 |  | 4 | SV-MTR-0313-11E-04 | SV-MTR-0313-11E |  | CZ250603F2 | https://partsurfer.hpe.com/Search.aspx?searchText=CZ250603F2 | HP BL460c G9 | 727021-B21 | VCA Server |  | Server Type 4 (VCA) | 2 x E5-2660 v3 - 10 Cores - 2.6 GHz | 64 GB | 2 x 300 GB | Warehouse
KERRY_WH | [6 empty] | KERRY_WH |  | CZ250603FM | https://partsurfer.hpe.com/Search.aspx?searchText=CZ250603FM | HP BL460c G9 | 727021-B21 | VCA Server |  | Server Type 4 (VCA) | 2 x E5-2660 v3 - 10 Cores - 2.6 GHz | 64 GB | 2 x 300 GB | Warehouse
OK |  | 13 | 2 |  | 15 | SV-MTR-0313-11E-15 | SV-MTR-0313-11E |  | CZ25060FSY | https://partsurfer.hpe.com/Search.aspx?searchText=CZ25060FSY | HP BL460c G9 | 727021-B21 | VCA Server |  | Server Type 4 (VCA) | 2 x E5-2660 v3 - 10 Cores - 2.6 GHz | 64 GB | 2 x 300 GB | Warehouse
OK |  | 13 | 2 |  | 2 | SV-MTR-0313-11E-02 | SV-MTR-0313-11E |  | CZ250603F5 | https://partsurfer.hpe.com/Search.aspx?searchText=CZ250603F5 | HP BL460c G9 | 727021-B21 | VCA Server |  | Server Type 4 (VCA) | 2 x E5-2660 v3 - 10 Cores - 2.6 GHz | 64 GB | 2 x 300 GB | Warehouse
KERRY_WH | [6 empty] | KERRY_WH |  | CZ250603FN | https://partsurfer.hpe.com/Search.aspx?searchText=CZ250603FN | HP BL460c G9 | 727021-B21 | VCA Server |  | Server Type 4 (VCA) | 2 x E5-2660 v3 - 10 Cores - 2.6 GHz | 64 GB | 2 x 300 GB | Warehouse
OK |  | 13 | 2 |  | 8 | SV-MTR-0313-11E-08 | SV-MTR-0313-11E |  | CZ250603FD | https://partsurfer.hpe.com/Search.aspx?searchText=CZ250603FD | HP BL460c G9 | 727021-B21 | VCA Server |  | Server Type 4 (VCA) | 2 x E5-2660 v3 - 10 Cores - 2.6 GHz | 64 GB | 2 x 300 GB | Warehouse
OK |  | 25 | 1 |  | 8 | SV-RTR-0325-01E-08 | SV-RTR-0325-01E | SV-MTR-0305-11E | CZ250601BF | https://partsurfer.hpe.com/Search.aspx?searchText=CZ250601BF | HP BL460c G9 | 727021-B21 | NVR Server |  | Server Type 2 (NVR) | 2 x E5-2623 v3 - 4 Cores - 3.0 GHz | 64 GB | 2 x 146 GB | Warehouse
OK |  | 13 | 2 |  | 10 | SV-MTR-0313-11E-10 | SV-MTR-0313-11E |  | CZ250603DY | https://partsurfer.hpe.com/Search.aspx?searchText=CZ250603DY | HP BL460c G9 | 727021-B21 | VCA Server |  | Server Type 4 (VCA) | 2 x E5-2660 v3 - 10 Cores - 2.6 GHz | 64 GB | 2 x 300 GB | Warehouse
OK |  | 13 | 2 |  | 13 | SV-MTR-0313-11E-13 | SV-MTR-0313-11E |  | CZ250603H1 | https://partsurfer.hpe.com/Search.aspx?searchText=CZ250603H1 | HP BL460c G9 | 727021-B21 | VCA Server |  | Server Type 4 (VCA) | 2 x E5-2660 v3 - 10 Cores - 2.6 GHz | 64 GB | 2 x 300 GB | Warehouse
OK |  | 25 | 2 |  | 2 | SV-RTR-0325-11E-02 | SV-RTR-0325-11E |  | CZ250606H2 | https://partsurfer.hpe.com/Search.aspx?searchText=CZ250606H2 | HP BL460c G9 | 727021-B21 | NVR Server |  | Server Type 2 (NVR) | 2 x E5-2623 v3 - 4 Cores - 3.0 GHz | 64 GB | 2 x 146 GB | Warehouse
OK |  | 3 | 1 |  | 12 | SV-MTR-0303-01E-12 | SV-MTR-0303-01E |  | CZ250606J2 | https://partsurfer.hpe.com/Search.aspx?searchText=CZ250606J2 | HP BL460c G9 | 727021-B21 | NVR Server |  | Server Type 2 (NVR) | 2 x E5-2623 v3 - 4 Cores - 3.0 GHz | 64 GB | 2 x 146 GB | Warehouse
OK |  | 25 | 3 |  | 13 | SV-RTR-0325-21E-13 | SV-RTR-0325-21E |  | CZ250606H4 | https://partsurfer.hpe.com/Search.aspx?searchText=CZ250606H4 | HP BL460c G9 | 727021-B21 | NVR Server |  | Server Type 2 (NVR) | 2 x E5-2623 v3 - 4 Cores - 3.0 GHz | 64 GB | 2 x 146 GB | Warehouse
OK |  | 25 | 3 |  | 15 | SV-RTR-0325-21E-15 | SV-RTR-0325-21E |  | CZ250606HB | https://partsurfer.hpe.com/Search.aspx?searchText=CZ250606HB | HP BL460c G9 | 727021-B21 | NVR Server |  | Server Type 2 (NVR) | 2 x E5-2623 v3 - 4 Cores - 3.0 GHz | 64 GB | 2 x 146 GB | Warehouse
OK |  | 23 | 1 |  | 14 | SV-RTR-0323-01E-14 | SV-RTR-0323-01E |  | CZ250606HC | https://partsurfer.hpe.com/Search.aspx?searchText=CZ250606HC | HP BL460c G9 | 727021-B21 | NVR Server |  | Server Type 2 (NVR) | 2 x E5-2623 v3 - 4 Cores - 3.0 GHz | 64 GB | 2 x 146 GB | Warehouse
OK |  | 25 | 2 |  | 4 | SV-RTR-0325-11E-04 | SV-RTR-0325-11E |  | CZ250606FY | https://partsurfer.hpe.com/Search.aspx?searchText=CZ250606FY | HP BL460c G9 | 727021-B21 | NVR Server |  | Server Type 2 (NVR) | 2 x E5-2623 v3 - 4 Cores - 3.0 GHz | 64 GB | 2 x 146 GB | Warehouse
OK |  | 25 | 3 |  | 9 | SV-RTR-0325-21E-09 | SV-RTR-0325-21E |  | CZ250606J0 | https://partsurfer.hpe.com/Search.aspx?searchText=CZ250606J0 | HP BL460c G9 | 727021-B21 | NVR Server |  | Server Type 2 (NVR) | 2 x E5-2623 v3 - 4 Cores - 3.0 GHz | 64 GB | 2 x 146 GB | Warehouse
OK |  | 23 | 1 |  | 15 | SV-RTR-0323-01E-15 | SV-RTR-0323-01E |  | CZ250606J4 | https://partsurfer.hpe.com/Search.aspx?searchText=CZ250606J4 | HP BL460c G9 | 727021-B21 | NVR Server |  | Server Type 2 (NVR) | 2 x E5-2623 v3 - 4 Cores - 3.0 GHz | 64 GB | 2 x 146 GB | Warehouse
OK |  | 23 | 1 |  | 16 | SV-RTR-0323-01E-16 | SV-RTR-0323-01E |  | CZ250606HP | https://partsurfer.hpe.com/Search.aspx?searchText=CZ250606HP | HP BL460c G9 | 727021-B21 | NVR Server |  | Server Type 2 (NVR) | 2 x E5-2623 v3 - 4 Cores - 3.0 GHz | 64 GB | 2 x 146 GB | Warehouse
OK, Serial Number changed from 06g0 to 06gq |  | 25 | 3 |  | 7 | SV-RTR-0325-21E-07 | SV-RTR-0325-21E |  | CZ250606GQ | https://partsurfer.hpe.com/Search.aspx?searchText=CZ250606GQ | HP BL460c G9 | 727021-B21 | NVR Server |  | Server Type 2 (NVR) | 2 x E5-2623 v3 - 4 Cores - 3.0 GHz | 64 GB | 2 x 146 GB | Warehouse
OK |  | 25 | 2 |  | 7 | SV-RTR-0325-11E-07 | SV-RTR-0325-11E |  | CZ250606J6 | https://partsurfer.hpe.com/Search.aspx?searchText=CZ250606J6 | HP BL460c G9 | 727021-B21 | NVR Server |  | Server Type 2 (NVR) | 2 x E5-2623 v3 - 4 Cores - 3.0 GHz | 64 GB | 2 x 146 GB | Warehouse
OK |  | 25 | 3 |  | 2 | SV-RTR-0325-21E-02 | SV-RTR-0325-21E |  | CZ250606HY | https://partsurfer.hpe.com/Search.aspx?searchText=CZ250606HY | HP BL460c G9 | 727021-B21 | NVR Server |  | Server Type 2 (NVR) | 2 x E5-2623 v3 - 4 Cores - 3.0 GHz | 64 GB | 2 x 146 GB | Warehouse
OK |  | 25 | 3 |  | 10 | SV-RTR-0325-21E-10 | SV-RTR-0325-21E |  | CZ250606GN | https://partsurfer.hpe.com/Search.aspx?searchText=CZ250606GN | HP BL460c G9 | 727021-B21 | NVR Server |  | Server Type 2 (NVR) | 2 x E5-2623 v3 - 4 Cores - 3.0 GHz | 64 GB | 2 x 146 GB | Warehouse
OK |  | 23 | 1 |  | 12 | SV-RTR-0323-01E-12 | SV-RTR-0323-01E |  | CZ250606HV | https://partsurfer.hpe.com/Search.aspx?searchText=CZ250606HV | HP BL460c G9 | 727021-B21 | NVR Server |  | Server Type 2 (NVR) | 2 x E5-2623 v3 - 4 Cores - 3.0 GHz | 64 GB | 2 x 146 GB | Warehouse
OK |  | 25 | 3 |  | 6 | SV-RTR-0325-21E-06 | SV-RTR-0325-21E |  | CZ250606FT | https://partsurfer.hpe.com/Search.aspx?searchText=CZ250606FT | HP BL460c G9 | 727021-B21 | NVR Server |  | Server Type 2 (NVR) | 2 x E5-2623 v3 - 4 Cores - 3.0 GHz | 64 GB | 2 x 146 GB | Warehouse
OK |  | 25 | 3 |  | 16 | SV-RTR-0325-21E-16 | SV-RTR-0325-21E |  | CZ250606HQ | https://partsurfer.hpe.com/Search.aspx?searchText=CZ250606HQ | HP BL460c G9 | 727021-B21 | NVR Server |  | Server Type 2 (NVR) | 2 x E5-2623 v3 - 4 Cores - 3.0 GHz | 64 GB | 2 x 146 GB | Warehouse
OK |  | 25 | 3 |  | 4 | SV-RTR-0325-21E-04 | SV-RTR-0325-21E |  | CZ250606GT | https://partsurfer.hpe.com/Search.aspx?searchText=CZ250606GT | HP BL460c G9 | 727021-B21 | NVR Server |  | Server Type 2 (NVR) | 2 x E5-2623 v3 - 4 Cores - 3.0 GHz | 64 GB | 2 x 146 GB | Warehouse
OK |  | 25 | 2 |  | 5 | SV-RTR-0325-11E-05 | SV-RTR-0325-11E |  | CZ250606G8 | https://partsurfer.hpe.com/Search.aspx?searchText=CZ250606G8 | HP BL460c G9 | 727021-B21 | NVR Server |  | Server Type 2 (NVR) | 2 x E5-2623 v3 - 4 Cores - 3.0 GHz | 64 GB | 2 x 146 GB | Warehouse
OK |  | 25 | 3 |  | 5 | SV-RTR-0325-21E-05 | SV-RTR-0325-21E |  | CZ250606J8 | https://partsurfer.hpe.com/Search.aspx?searchText=CZ250606J8 | HP BL460c G9 | 727021-B21 | NVR Server |  | Server Type 2 (NVR) | 2 x E5-2623 v3 - 4 Cores - 3.0 GHz | 64 GB | 2 x 146 GB | Warehouse
OK |  | 23 | 1 |  | 11 | SV-RTR-0323-01E-11 | SV-RTR-0323-01E |  | CZ250606HS | https://partsurfer.hpe.com/Search.aspx?searchText=CZ250606HS | HP BL460c G9 | 727021-B21 | NVR Server |  | Server Type 2 (NVR) | 2 x E5-2623 v3 - 4 Cores - 3.0 GHz | 64 GB | 2 x 146 GB | Warehouse
OK |  | 25 | 3 |  | 11 | SV-RTR-0325-21E-11 | SV-RTR-0325-21E |  | CZ250606H8 | https://partsurfer.hpe.com/Search.aspx?searchText=CZ250606H8 | HP BL460c G9 | 727021-B21 | NVR Server |  | Server Type 2 (NVR) | 2 x E5-2623 v3 - 4 Cores - 3.0 GHz | 64 GB | 2 x 146 GB | Warehouse
OK |  | 25 | 3 |  | 3 | SV-RTR-0325-21E-03 | SV-RTR-0325-21E |  | CZ250606GK | https://partsurfer.hpe.com/Search.aspx?searchText=CZ250606GK | HP BL460c G9 | 727021-B21 | NVR Server |  | Server Type 2 (NVR) | 2 x E5-2623 v3 - 4 Cores - 3.0 GHz | 64 GB | 2 x 146 GB | Warehouse
| MCR_RMD_SCOPE | [5 empty] | SITE_IN_OFFICE | MCR_RMD_SCOPE | CZ250606HH | https://partsurfer.hpe.com/Search.aspx?searchText=CZ250606HH | HP BL460c G9 | 727021-B21 | NVR Server |  | Server Type 2 (NVR) | 2 x E5-2623 v3 - 4 Cores - 3.0 GHz | 64 GB | 2 x 146 GB | Warehouse
| MCR_RMD_SCOPE | [5 empty] | SITE_IN_OFFICE | MCR_RMD_SCOPE | CZ250606J9 | https://partsurfer.hpe.com/Search.aspx?searchText=CZ250606J9 | HP BL460c G9 | 727021-B21 | NVR Server |  | Server Type 2 (NVR) | 2 x E5-2623 v3 - 4 Cores - 3.0 GHz | 64 GB | 2 x 146 GB | Warehouse
| MCR_RMD_SCOPE | [5 empty] | SITE_IN_OFFICE | MCR_RMD_SCOPE | CZ250606FW | https://partsurfer.hpe.com/Search.aspx?searchText=CZ250606FW | HP BL460c G9 | 727021-B21 | NVR Server |  | Server Type 2 (NVR) | 2 x E5-2623 v3 - 4 Cores - 3.0 GHz | 64 GB | 2 x 146 GB | Warehouse
| MCR_RMD_SCOPE | [5 empty] | SITE_IN_OFFICE | MCR_RMD_SCOPE | CZ250606H9 | https://partsurfer.hpe.com/Search.aspx?searchText=CZ250606H9 | HP BL460c G9 | 727021-B21 | NVR Server |  | Server Type 2 (NVR) | 2 x E5-2623 v3 - 4 Cores - 3.0 GHz | 64 GB | 2 x 146 GB | Warehouse
| MCR_RMD_SCOPE | [5 empty] | SITE_IN_OFFICE | MCR_RMD_SCOPE | CZ250606G6 | https://partsurfer.hpe.com/Search.aspx?searchText=CZ250606G6 | HP BL460c G9 | 727021-B21 | NVR Server |  | Server Type 2 (NVR) | 2 x E5-2623 v3 - 4 Cores - 3.0 GHz | 64 GB | 2 x 146 GB | Warehouse
OK |  | 25 | 3 |  | 1 | SV-RTR-0325-21E-01 | SV-RTR-0325-21E |  | CZ250606HZ | https://partsurfer.hpe.com/Search.aspx?searchText=CZ250606HZ | HP BL460c G9 | 727021-B21 | NVR Server |  | Server Type 2 (NVR) | 2 x E5-2623 v3 - 4 Cores - 3.0 GHz | 64 GB | 2 x 146 GB | Warehouse
| MCR_RMD_SCOPE | [5 empty] | SITE_IN_OFFICE | MCR_RMD_SCOPE | CZ250606HL | https://partsurfer.hpe.com/Search.aspx?searchText=CZ250606HL | HP BL460c G9 | 727021-B21 | NVR Server |  | Server Type 2 (NVR) | 2 x E5-2623 v3 - 4 Cores - 3.0 GHz | 64 GB | 2 x 146 GB | Warehouse
OK |  | 25 | 3 |  | 8 | SV-RTR-0325-21E-08 | SV-RTR-0325-21E |  | CZ250606GD | https://partsurfer.hpe.com/Search.aspx?searchText=CZ250606GD | HP BL460c G9 | 727021-B21 | NVR Server |  | Server Type 2 (NVR) | 2 x E5-2623 v3 - 4 Cores - 3.0 GHz | 64 GB | 2 x 146 GB | Warehouse
| MCR_RMD_SCOPE | [5 empty] | SITE_IN_OFFICE | MCR_RMD_SCOPE | CZ250606J3 | https://partsurfer.hpe.com/Search.aspx?searchText=CZ250606J3 | HP BL460c G9 | 727021-B21 | NVR Server |  | Server Type 2 (NVR) | 2 x E5-2623 v3 - 4 Cores - 3.0 GHz | 64 GB | 2 x 146 GB | Warehouse
OK |  | 25 | 3 |  | 12 | SV-RTR-0325-21E-12 | SV-RTR-0325-21E |  | CZ250606HK | https://partsurfer.hpe.com/Search.aspx?searchText=CZ250606HK | HP BL460c G9 | 727021-B21 | NVR Server |  | Server Type 2 (NVR) | 2 x E5-2623 v3 - 4 Cores - 3.0 GHz | 64 GB | 2 x 146 GB | Warehouse
| MCR_RMD_SCOPE | [5 empty] | SITE_IN_OFFICE | MCR_RMD_SCOPE | CZ250606HJ | https://partsurfer.hpe.com/Search.aspx?searchText=CZ250606HJ | HP BL460c G9 | 727021-B21 | NVR Server |  | Server Type 2 (NVR) | 2 x E5-2623 v3 - 4 Cores - 3.0 GHz | 64 GB | 2 x 146 GB | Warehouse
| MCR_RMD_SCOPE | [5 empty] | SITE_IN_OFFICE | MCR_RMD_SCOPE | CZ250606H6 | https://partsurfer.hpe.com/Search.aspx?searchText=CZ250606H6 | HP BL460c G9 | 727021-B21 | NVR Server |  | Server Type 2 (NVR) | 2 x E5-2623 v3 - 4 Cores - 3.0 GHz | 64 GB | 2 x 146 GB | Warehouse
| MCR_RMD_SCOPE | [5 empty] | SITE_IN_OFFICE | MCR_RMD_SCOPE | CZ250606HN | https://partsurfer.hpe.com/Search.aspx?searchText=CZ250606HN | HP BL460c G9 | 727021-B21 | NVR Server |  | Server Type 2 (NVR) | 2 x E5-2623 v3 - 4 Cores - 3.0 GHz | 64 GB | 2 x 146 GB | Warehouse
| MCR_RMD_SCOPE | [5 empty] | SITE_IN_OFFICE | MCR_RMD_SCOPE | CZ250606GS | https://partsurfer.hpe.com/Search.aspx?searchText=CZ250606GS | HP BL460c G9 | 727021-B21 | NVR Server |  | Server Type 2 (NVR) | 2 x E5-2623 v3 - 4 Cores - 3.0 GHz | 64 GB | 2 x 146 GB | Warehouse
| MCR_RMD_SCOPE | [5 empty] | SITE_IN_OFFICE | MCR_RMD_SCOPE | CZ250606GZ | https://partsurfer.hpe.com/Search.aspx?searchText=CZ250606GZ | HP BL460c G9 | 727021-B21 | NVR Server |  | Server Type 2 (NVR) | 2 x E5-2623 v3 - 4 Cores - 3.0 GHz | 64 GB | 2 x 146 GB | Warehouse
| MCR_RMD_SCOPE | [5 empty] | SITE_IN_OFFICE | MCR_RMD_SCOPE | CZ250606G3 | https://partsurfer.hpe.com/Search.aspx?searchText=CZ250606G3 | HP BL460c G9 | 727021-B21 | NVR Server |  | Server Type 2 (NVR) | 2 x E5-2623 v3 - 4 Cores - 3.0 GHz | 64 GB | 2 x 146 GB | Warehouse
OK |  | 23 | 1 |  | 13 | SV-RTR-0323-01E-13 | SV-RTR-0323-01E |  | CZ250606JC | https://partsurfer.hpe.com/Search.aspx?searchText=CZ250606JC | HP BL460c G9 | 727021-B21 | NVR Server |  | Server Type 2 (NVR) | 2 x E5-2623 v3 - 4 Cores - 3.0 GHz | 64 GB | 2 x 146 GB | Warehouse
| MCR_RMD_SCOPE | [5 empty] | SITE_IN_OFFICE | MCR_RMD_SCOPE | CZ250606H5 | https://partsurfer.hpe.com/Search.aspx?searchText=CZ250606H5 | HP BL460c G9 | 727021-B21 | NVR Server |  | Server Type 2 (NVR) | 2 x E5-2623 v3 - 4 Cores - 3.0 GHz | 64 GB | 2 x 146 GB | Warehouse
[7 empty] | MCR_RMD_SCOPE |  | CZ250606HM | https://partsurfer.hpe.com/Search.aspx?searchText=CZ250606HM | HP BL460c G9 | 727021-B21 | NVR Server |  | Server Type 2 (NVR) | 2 x E5-2623 v3 - 4 Cores - 3.0 GHz | 64 GB | 2 x 146 GB | Warehouse
[7 empty] | MCR_RMD_SCOPE |  | CZ250606G4 | https://partsurfer.hpe.com/Search.aspx?searchText=CZ250606G4 | HP BL460c G9 | 727021-B21 | NVR Server |  | Server Type 2 (NVR) | 2 x E5-2623 v3 - 4 Cores - 3.0 GHz | 64 GB | 2 x 146 GB | Warehouse
OK |  | 25 | 3 |  | 14 | SV-RTR-0325-21E-14 | SV-RTR-0325-21E |  | CZ250606FZ | https://partsurfer.hpe.com/Search.aspx?searchText=CZ250606FZ | HP BL460c G9 | 727021-B21 | NVR Server |  | Server Type 2 (NVR) | 2 x E5-2623 v3 - 4 Cores - 3.0 GHz | 64 GB | 2 x 146 GB | Warehouse
OK |  | 25 | 2 |  | 1 | SV-RTR-0325-11E-01 | SV-RTR-0325-11E |  | CZ250606G7 | https://partsurfer.hpe.com/Search.aspx?searchText=CZ250606G7 | HP BL460c G9 | 727021-B21 | NVR Server |  | Server Type 2 (NVR) | 2 x E5-2623 v3 - 4 Cores - 3.0 GHz | 64 GB | 2 x 146 GB | Warehouse
OK |  | 3 | 1 |  | 11 | SV-MTR-0303-01E-11 | SV-MTR-0303-01E |  | CZ250601B9 | https://partsurfer.hpe.com/Search.aspx?searchText=CZ250601B9 | HP BL460c G9 | 727021-B21 | NVR Server |  | Server Type 2 (NVR) | 2 x E5-2623 v3 - 4 Cores - 3.0 GHz | 64 GB | 2 x 146 GB | Warehouse
OK |  | 5 | 1 |  | 6 | SV-MTR-0305-01E-06 | SV-MTR-0305-01E |  | CZ2506019M | https://partsurfer.hpe.com/Search.aspx?searchText=CZ2506019M | HP BL460c G9 | 727021-B21 | NVR Server |  | Server Type 2 (NVR) | 2 x E5-2623 v3 - 4 Cores - 3.0 GHz | 64 GB | 2 x 146 GB | Warehouse
OK |  | 3 | 2 |  | 2 | SV-MTR-0303-11E-02 | SV-MTR-0303-11E | SV-MTR-0305-21E | CZ25060199 | https://partsurfer.hpe.com/Search.aspx?searchText=CZ25060199 | HP BL460c G9 | 727021-B21 | NVR Server |  | Server Type 2 (NVR) | 2 x E5-2623 v3 - 4 Cores - 3.0 GHz | 64 GB | 2 x 146 GB | Warehouse
OK |  | 3 | 2 |  | 4 | SV-MTR-0303-11E-04 | SV-MTR-0303-11E | SV-MTR-0305-21E | CZ25060180 | https://partsurfer.hpe.com/Search.aspx?searchText=CZ25060180 | HP BL460c G9 | 727021-B21 | NVR Server |  | Server Type 2 (NVR) | 2 x E5-2623 v3 - 4 Cores - 3.0 GHz | 64 GB | 2 x 146 GB | Warehouse
OK |  | 3 | 2 |  | 6 | SV-MTR-0303-11E-06 | SV-MTR-0303-11E | SV-MTR-0305-21E | CZ25060189 | https://partsurfer.hpe.com/Search.aspx?searchText=CZ25060189 | HP BL460c G9 | 727021-B21 | NVR Server |  | Server Type 2 (NVR) | 2 x E5-2623 v3 - 4 Cores - 3.0 GHz | 64 GB | 2 x 146 GB | Warehouse
OK |  | 3 | 1 |  | 10 | SV-MTR-0303-01E-10 | SV-MTR-0303-01E |  | CZ25060183 | https://partsurfer.hpe.com/Search.aspx?searchText=CZ25060183 | HP BL460c G9 | 727021-B21 | NVR Server |  | Server Type 2 (NVR) | 2 x E5-2623 v3 - 4 Cores - 3.0 GHz | 64 GB | 2 x 146 GB | Warehouse
OK |  | 25 | 1 |  | 4 | SV-RTR-0325-01E-04 | SV-RTR-0325-01E | SV-MTR-0305-11E | CZ250601BB | https://partsurfer.hpe.com/Search.aspx?searchText=CZ250601BB | HP BL460c G9 | 727021-B21 | NVR Server |  | Server Type 2 (NVR) | 2 x E5-2623 v3 - 4 Cores - 3.0 GHz | 64 GB | 2 x 146 GB | Warehouse
OK |  | 3 | 1 |  | 8 | SV-MTR-0303-01E-08 | SV-MTR-0303-01E |  | CZ25060197 | https://partsurfer.hpe.com/Search.aspx?searchText=CZ25060197 | HP BL460c G9 | 727021-B21 | NVR Server |  | Server Type 2 (NVR) | 2 x E5-2623 v3 - 4 Cores - 3.0 GHz | 64 GB | 2 x 146 GB | Warehouse
OK |  | 25 | 2 |  | 10 | SV-RTR-0325-11E-10 | SV-RTR-0325-11E |  | CZ250601BG | https://partsurfer.hpe.com/Search.aspx?searchText=CZ250601BG | HP BL460c G9 | 727021-B21 | NVR Server |  | Server Type 2 (NVR) | 2 x E5-2623 v3 - 4 Cores - 3.0 GHz | 64 GB | 2 x 146 GB | Warehouse
OK |  | 3 | 2 |  | 5 | SV-MTR-0303-11E-05 | SV-MTR-0303-11E | SV-MTR-0305-21E | CZ250601B3 | https://partsurfer.hpe.com/Search.aspx?searchText=CZ250601B3 | HP BL460c G9 | 727021-B21 | NVR Server |  | Server Type 2 (NVR) | 2 x E5-2623 v3 - 4 Cores - 3.0 GHz | 64 GB | 2 x 146 GB | Warehouse
OK |  | 3 | 2 |  | 3 | SV-MTR-0303-11E-03 | SV-MTR-0303-11E | SV-MTR-0305-21E | CZ2506019R | https://partsurfer.hpe.com/Search.aspx?searchText=CZ2506019R | HP BL460c G9 | 727021-B21 | NVR Server |  | Server Type 2 (NVR) | 2 x E5-2623 v3 - 4 Cores - 3.0 GHz | 64 GB | 2 x 146 GB | Warehouse
OK |  | 5 | 1 |  | 5 | SV-MTR-0305-01E-05 | SV-MTR-0305-01E |  | CZ2506018X | https://partsurfer.hpe.com/Search.aspx?searchText=CZ2506018X | HP BL460c G9 | 727021-B21 | NVR Server |  | Server Type 2 (NVR) | 2 x E5-2623 v3 - 4 Cores - 3.0 GHz | 64 GB | 2 x 146 GB | Warehouse
OK |  | 3 | 1 |  | 13 | SV-MTR-0303-01E-13 | SV-MTR-0303-01E |  | CZ250601B1 | https://partsurfer.hpe.com/Search.aspx?searchText=CZ250601B1 | HP BL460c G9 | 727021-B21 | NVR Server |  | Server Type 2 (NVR) | 2 x E5-2623 v3 - 4 Cores - 3.0 GHz | 64 GB | 2 x 146 GB | Warehouse
OK |  | 5 | 1 |  | 2 | SV-MTR-0305-01E-02 | SV-MTR-0305-01E |  | CZ2506018S | https://partsurfer.hpe.com/Search.aspx?searchText=CZ2506018S | HP BL460c G9 | 727021-B21 | NVR Server |  | Server Type 2 (NVR) | 2 x E5-2623 v3 - 4 Cores - 3.0 GHz | 64 GB | 2 x 146 GB | Warehouse
[7 empty] | SITE_IN_OFFICE |  | CZ2506019Z | https://partsurfer.hpe.com/Search.aspx?searchText=CZ2506019Z | HP BL460c G9 | 727021-B21 | NVR Server |  | Server Type 2 (NVR) | 2 x E5-2623 v3 - 4 Cores - 3.0 GHz | 64 GB | 2 x 146 GB | Warehouse
[7 empty] | SITE_IN_OFFICE |  | CZ25060182 | https://partsurfer.hpe.com/Search.aspx?searchText=CZ25060182 | HP BL460c G9 | 727021-B21 | NVR Server |  | Server Type 2 (NVR) | 2 x E5-2623 v3 - 4 Cores - 3.0 GHz | 64 GB | 2 x 146 GB | Warehouse
OK |  | 25 | 1 |  | 16 | SV-MTR-0305-21E-16 | SV-MTR-0305-21E |  | CZ25060184 | https://partsurfer.hpe.com/Search.aspx?searchText=CZ25060184 | HP BL460c G9 | 727021-B21 | NVR Server |  | Server Type 2 (NVR) | 2 x E5-2623 v3 - 4 Cores - 3.0 GHz | 64 GB | 2 x 146 GB | Warehouse
OK |  | 3 | 1 |  | 7 | SV-MTR-0303-01E-07 | SV-MTR-0303-01E |  | CZ2506018L | https://partsurfer.hpe.com/Search.aspx?searchText=CZ2506018L | HP BL460c G9 | 727021-B21 | NVR Server |  | Server Type 2 (NVR) | 2 x E5-2623 v3 - 4 Cores - 3.0 GHz | 64 GB | 2 x 146 GB | Warehouse
OK |  | 25 | 1 |  | 7 | SV-RTR-0325-01E-07 | SV-RTR-0325-01E | SV-MTR-0305-11E | CZ2506019B | https://partsurfer.hpe.com/Search.aspx?searchText=CZ2506019B | HP BL460c G9 | 727021-B21 | NVR Server |  | Server Type 2 (NVR) | 2 x E5-2623 v3 - 4 Cores - 3.0 GHz | 64 GB | 2 x 146 GB | Warehouse
OK |  | 25 | 1 |  | 15 | SV-MTR-0305-21E-15 | SV-MTR-0305-21E |  | CZ2506019C | https://partsurfer.hpe.com/Search.aspx?searchText=CZ2506019C | HP BL460c G9 | 727021-B21 | NVR Server |  | Server Type 2 (NVR) | 2 x E5-2623 v3 - 4 Cores - 3.0 GHz | 64 GB | 2 x 146 GB | Warehouse
OK |  | 25 | 1 |  | 16 | SV-MTR-0305-21E-16 | SV-MTR-0305-21E |  | CZ250601BC | https://partsurfer.hpe.com/Search.aspx?searchText=CZ250601BC | HP BL460c G9 | 727021-B21 | NVR Server |  | Server Type 2 (NVR) | 2 x E5-2623 v3 - 4 Cores - 3.0 GHz | 64 GB | 2 x 146 GB | Warehouse
OK |  | 5 | 1 |  | 1 | SV-MTR-0305-01E-01 | SV-MTR-0305-01E |  | CZ2506019F | https://partsurfer.hpe.com/Search.aspx?searchText=CZ2506019F | HP BL460c G9 | 727021-B21 | NVR Server |  | Server Type 2 (NVR) | 2 x E5-2623 v3 - 4 Cores - 3.0 GHz | 64 GB | 2 x 146 GB | Warehouse
OK |  | 23 | 1 |  | 2 | SV-RTR-0323-01E-02 | SV-RTR-0323-01E |  | CZ25060198 | https://partsurfer.hpe.com/Search.aspx?searchText=CZ25060198 | HP BL460c G9 | 727021-B21 | NVR Server |  | Server Type 2 (NVR) | 2 x E5-2623 v3 - 4 Cores - 3.0 GHz | 64 GB | 2 x 146 GB | Warehouse
OK |  | 23 | 1 |  | 8 | SV-RTR-0323-01E-08 | SV-RTR-0323-01E |  | CZ2506019Q | https://partsurfer.hpe.com/Search.aspx?searchText=CZ2506019Q | HP BL460c G9 | 727021-B21 | NVR Server |  | Server Type 2 (NVR) | 2 x E5-2623 v3 - 4 Cores - 3.0 GHz | 64 GB | 2 x 146 GB | Warehouse
OK |  | 3 | 2 |  | 10 | SV-MTR-0305-11E-10 | SV-MTR-0305-11E |  | CZ250601BH | https://partsurfer.hpe.com/Search.aspx?searchText=CZ250601BH | HP BL460c G9 | 727021-B21 | NVR Server |  | Server Type 2 (NVR) | 2 x E5-2623 v3 - 4 Cores - 3.0 GHz | 64 GB | 2 x 146 GB | Warehouse
OK |  | 5 | 1 |  | 3 | SV-MTR-0305-01E-03 | SV-MTR-0305-01E |  | CZ250601B2 | https://partsurfer.hpe.com/Search.aspx?searchText=CZ250601B2 | HP BL460c G9 | 727021-B21 | NVR Server |  | Server Type 2 (NVR) | 2 x E5-2623 v3 - 4 Cores - 3.0 GHz | 64 GB | 2 x 146 GB | Warehouse
OK |  | 25 | 1 |  | 2 | SV-RTR-0325-11E-02 | SV-RTR-0325-11E | SV-RTR-0323-11E | CZ250601B0 | https://partsurfer.hpe.com/Search.aspx?searchText=CZ250601B0 | HP BL460c G9 | 727021-B21 | NVR Server |  | Server Type 2 (NVR) | 2 x E5-2623 v3 - 4 Cores - 3.0 GHz | 64 GB | 2 x 146 GB | Warehouse
OK |  | 23 | 1 |  | 7 | SV-RTR-0323-01E-07 | SV-RTR-0323-01E |  | CZ25060195 | https://partsurfer.hpe.com/Search.aspx?searchText=CZ25060195 | HP BL460c G9 | 727021-B21 | NVR Server |  | Server Type 2 (NVR) | 2 x E5-2623 v3 - 4 Cores - 3.0 GHz | 64 GB | 2 x 146 GB | Warehouse
OK |  | 25 | 1 |  | 11 | SV-RTR-0325-01E-11 | SV-RTR-0325-01E | SV-MTR-0305-11E | CZ2506019J | https://partsurfer.hpe.com/Search.aspx?searchText=CZ2506019J | HP BL460c G9 | 727021-B21 | NVR Server |  | Server Type 2 (NVR) | 2 x E5-2623 v3 - 4 Cores - 3.0 GHz | 64 GB | 2 x 146 GB | Warehouse
OK |  | 5 | 1 |  | 14 | SV-MTR-0305-01E-14 | SV-MTR-0305-01E |  | CZ2506018Z | https://partsurfer.hpe.com/Search.aspx?searchText=CZ2506018Z | HP BL460c G9 | 727021-B21 | NVR Server |  | Server Type 2 (NVR) | 2 x E5-2623 v3 - 4 Cores - 3.0 GHz | 64 GB | 2 x 146 GB | Warehouse
OK |  | 5 | 1 |  | 13 | SV-MTR-0305-01E-13 | SV-MTR-0305-01E |  | CZ2506018W | https://partsurfer.hpe.com/Search.aspx?searchText=CZ2506018W | HP BL460c G9 | 727021-B21 | NVR Server |  | Server Type 2 (NVR) | 2 x E5-2623 v3 - 4 Cores - 3.0 GHz | 64 GB | 2 x 146 GB | Warehouse
OK |  | 23 | 1 |  | 4 | SV-RTR-0323-01E-04 | SV-RTR-0323-01E |  | CZ2506018T | https://partsurfer.hpe.com/Search.aspx?searchText=CZ2506018T | HP BL460c G9 | 727021-B21 | NVR Server |  | Server Type 2 (NVR) | 2 x E5-2623 v3 - 4 Cores - 3.0 GHz | 64 GB | 2 x 146 GB | Warehouse
OK |  | 5 | 1 |  | 10 | SV-MTR-0305-01E-10 | SV-MTR-0305-01E |  | CZ25060191 | https://partsurfer.hpe.com/Search.aspx?searchText=CZ25060191 | HP BL460c G9 | 727021-B21 | NVR Server |  | Server Type 2 (NVR) | 2 x E5-2623 v3 - 4 Cores - 3.0 GHz | 64 GB | 2 x 146 GB | Warehouse
OK |  | 25 | 1 |  | 3 | SV-RTR-0325-11E-03 | SV-RTR-0325-11E | SV-RTR-0323-11E | CZ2506019T | https://partsurfer.hpe.com/Search.aspx?searchText=CZ2506019T | HP BL460c G9 | 727021-B21 | NVR Server |  | Server Type 2 (NVR) | 2 x E5-2623 v3 - 4 Cores - 3.0 GHz | 64 GB | 2 x 146 GB | Warehouse
OK |  | 5 | 1 |  | 8 | SV-MTR-0305-01E-08 | SV-MTR-0305-01E |  | CZ2506019W | https://partsurfer.hpe.com/Search.aspx?searchText=CZ2506019W | HP BL460c G9 | 727021-B21 | NVR Server |  | Server Type 2 (NVR) | 2 x E5-2623 v3 - 4 Cores - 3.0 GHz | 64 GB | 2 x 146 GB | Warehouse
OK |  | 5 | 1 |  | 11 | SV-MTR-0305-01E-11 | SV-MTR-0305-01E |  | CZ25060181 | https://partsurfer.hpe.com/Search.aspx?searchText=CZ25060181 | HP BL460c G9 | 727021-B21 | NVR Server |  | Server Type 2 (NVR) | 2 x E5-2623 v3 - 4 Cores - 3.0 GHz | 64 GB | 2 x 146 GB | Warehouse
OK |  | 23 | 1 |  | 9 | SV-RTR-0323-01E-09 | SV-RTR-0323-01E |  | CZ2506018M | https://partsurfer.hpe.com/Search.aspx?searchText=CZ2506018M | HP BL460c G9 | 727021-B21 | NVR Server |  | Server Type 2 (NVR) | 2 x E5-2623 v3 - 4 Cores - 3.0 GHz | 64 GB | 2 x 146 GB | Warehouse
OK |  | 25 | 1 |  | 1 | SV-RTR-0325-11E-01 | SV-RTR-0325-11E | SV-RTR-0323-11E | CZ25060193 | https://partsurfer.hpe.com/Search.aspx?searchText=CZ25060193 | HP BL460c G9 | 727021-B21 | NVR Server |  | Server Type 2 (NVR) | 2 x E5-2623 v3 - 4 Cores - 3.0 GHz | 64 GB | 2 x 146 GB | Warehouse
OK |  | 5 | 1 |  | 4 | SV-MTR-0305-01E-04 | SV-MTR-0305-01E |  | CZ250601B6 | https://partsurfer.hpe.com/Search.aspx?searchText=CZ250601B6 | HP BL460c G9 | 727021-B21 | NVR Server |  | Server Type 2 (NVR) | 2 x E5-2623 v3 - 4 Cores - 3.0 GHz | 64 GB | 2 x 146 GB | Warehouse
OK |  | 5 | 1 |  | 7 | SV-MTR-0305-01E-07 | SV-MTR-0305-01E |  | CZ2506017Z | https://partsurfer.hpe.com/Search.aspx?searchText=CZ2506017Z | HP BL460c G9 | 727021-B21 | NVR Server |  | Server Type 2 (NVR) | 2 x E5-2623 v3 - 4 Cores - 3.0 GHz | 64 GB | 2 x 146 GB | Warehouse
OK |  | 5 | 1 |  | 12 | SV-MTR-0305-01E-12 | SV-MTR-0305-01E |  | CZ250601B5 | https://partsurfer.hpe.com/Search.aspx?searchText=CZ250601B5 | HP BL460c G9 | 727021-B21 | NVR Server |  | Server Type 2 (NVR) | 2 x E5-2623 v3 - 4 Cores - 3.0 GHz | 64 GB | 2 x 146 GB | Warehouse
OK |  | 5 | 1 |  | 9 | SV-MTR-0305-01E-09 | SV-MTR-0305-01E |  | CZ25060190 | https://partsurfer.hpe.com/Search.aspx?searchText=CZ25060190 | HP BL460c G9 | 727021-B21 | NVR Server |  | Server Type 2 (NVR) | 2 x E5-2623 v3 - 4 Cores - 3.0 GHz | 64 GB | 2 x 146 GB | Warehouse
OK | MCR_RMD_SCOPE | 25 | 2 |  | 9 | SV-RTR-0325-11E-09 | SV-RTR-0325-11E |  | CZ2506019G | https://partsurfer.hpe.com/Search.aspx?searchText=CZ2506019G | HP BL460c G9 | 727021-B21 | NVR Server |  | Server Type 2 (NVR) | 2 x E5-2623 v3 - 4 Cores - 3.0 GHz | 64 GB | 2 x 146 GB | Warehouse
OK |  | 3 | 1 |  | 9 | SV-MTR-0303-01E-09 | SV-MTR-0303-01E |  | CZ2506019Y | https://partsurfer.hpe.com/Search.aspx?searchText=CZ2506019Y | HP BL460c G9 | 727021-B21 | NVR Server |  | Server Type 2 (NVR) | 2 x E5-2623 v3 - 4 Cores - 3.0 GHz | 64 GB | 2 x 146 GB | Warehouse
OK |  | 3 | 2 |  | 7 | SV-MTR-0303-11E-07 | SV-MTR-0303-11E | SV-MTR-0305-21E | CZ2506018V | https://partsurfer.hpe.com/Search.aspx?searchText=CZ2506018V | HP BL460c G9 | 727021-B21 | NVR Server |  | Server Type 2 (NVR) | 2 x E5-2623 v3 - 4 Cores - 3.0 GHz | 64 GB | 2 x 146 GB | Warehouse
OK |  | 3 | 2 |  | 11 | SV-MTR-0305-11E-11 | SV-MTR-0305-11E |  | CZ2506018B | https://partsurfer.hpe.com/Search.aspx?searchText=CZ2506018B | HP BL460c G9 | 727021-B21 | NVR Server |  | Server Type 2 (NVR) | 2 x E5-2623 v3 - 4 Cores - 3.0 GHz | 64 GB | 2 x 146 GB | Warehouse
OK |  | 3 | 2 |  | 1 | SV-MTR-0303-11E-01 | SV-MTR-0303-11E | SV-MTR-0305-21E | CZ250601B8 | https://partsurfer.hpe.com/Search.aspx?searchText=CZ250601B8 | HP BL460c G9 | 727021-B21 | NVR Server |  | Server Type 2 (NVR) | 2 x E5-2623 v3 - 4 Cores - 3.0 GHz | 64 GB | 2 x 146 GB | Warehouse
OK |  | 25 | 1 |  | 5 | SV-RTR-0325-01E-05 | SV-RTR-0325-01E | SV-MTR-0305-11E | CZ2506019D | https://partsurfer.hpe.com/Search.aspx?searchText=CZ2506019D | HP BL460c G9 | 727021-B21 | NVR Server |  | Server Type 2 (NVR) | 2 x E5-2623 v3 - 4 Cores - 3.0 GHz | 64 GB | 2 x 146 GB | Warehouse
OK |  | 5 | 1 |  | 15 | SV-MTR-0305-01E-15 | SV-MTR-0305-01E |  | CZ2506019N | https://partsurfer.hpe.com/Search.aspx?searchText=CZ2506019N | HP BL460c G9 | 727021-B21 | NVR Server |  | Server Type 2 (NVR) | 2 x E5-2623 v3 - 4 Cores - 3.0 GHz | 64 GB | 2 x 146 GB | Warehouse
OK |  | 5 | 1 |  | 16 | SV-MTR-0305-01E-16 | SV-MTR-0305-01E |  | CZ2506019L | https://partsurfer.hpe.com/Search.aspx?searchText=CZ2506019L | HP BL460c G9 | 727021-B21 | NVR Server |  | Server Type 2 (NVR) | 2 x E5-2623 v3 - 4 Cores - 3.0 GHz | 64 GB | 2 x 146 GB | Warehouse
OK |  | 25 | 2 |  | 3 | SV-RTR-0325-11E-03 | SV-RTR-0325-11E |  | CZ2506019S | https://partsurfer.hpe.com/Search.aspx?searchText=CZ2506019S | HP BL460c G9 | 727021-B21 | NVR Server |  | Server Type 2 (NVR) | 2 x E5-2623 v3 - 4 Cores - 3.0 GHz | 64 GB | 2 x 146 GB | Warehouse
OK |  | 25 | 2 |  | 11 | SV-RTR-0325-11E-11 | SV-RTR-0325-11E |  | CZ250606HF | https://partsurfer.hpe.com/Search.aspx?searchText=CZ250606HF | HP BL460c G9 | 727021-B21 | NVR Server |  | Server Type 2 (NVR) | 2 x E5-2623 v3 - 4 Cores - 3.0 GHz | 64 GB | 2 x 146 GB | Warehouse
OK |  | 25 | 2 |  | 6 | SV-RTR-0325-11E-06 | SV-RTR-0325-11E |  | CZ250606FV | https://partsurfer.hpe.com/Search.aspx?searchText=CZ250606FV | HP BL460c G9 | 727021-B21 | NVR Server |  | Server Type 2 (NVR) | 2 x E5-2623 v3 - 4 Cores - 3.0 GHz | 64 GB | 2 x 146 GB | Warehouse
OK |  | 25 | 1 |  | 6 | SV-RTR-0325-01E-06 | SV-RTR-0325-01E | SV-MTR-0305-11E | CZ250606GV | https://partsurfer.hpe.com/Search.aspx?searchText=CZ250606GV | HP BL460c G9 | 727021-B21 | NVR Server |  | Server Type 2 (NVR) | 2 x E5-2623 v3 - 4 Cores - 3.0 GHz | 64 GB | 2 x 146 GB | Warehouse
OK |  | 23 | 1 |  | 10 | SV-RTR-0323-01E-10 | SV-RTR-0323-01E |  | CZ250606J1 | https://partsurfer.hpe.com/Search.aspx?searchText=CZ250606J1 | HP BL460c G9 | 727021-B21 | NVR Server |  | Server Type 2 (NVR) | 2 x E5-2623 v3 - 4 Cores - 3.0 GHz | 64 GB | 2 x 146 GB | Warehouse
[9 empty] | CZ25060JBK | https://partsurfer.hpe.com/Search.aspx?searchText=CZ25060JBK | HP BL460c G9 | 727021-B21 | Spare Blank Server |  | Spare Blank Server | Spare Blank Server | N/A | N/A | Warehouse
OK |  | 25 | 1 |  | 10 | SV-RTR-0325-01E-10 | SV-RTR-0325-01E | SV-MTR-0305-11E | CZ250606FX | https://partsurfer.hpe.com/Search.aspx?searchText=CZ250606FX | HP BL460c G9 | 727021-B21 | NVR Server |  | Server Type 2 (NVR) | 2 x E5-2623 v3 - 4 Cores - 3.0 GHz | 64 GB | 2 x 146 GB | Warehouse
OK |  | 3 | 2 |  | 8 | SV-MTR-0303-11E-08 | SV-MTR-0303-11E | SV-MTR-0305-21E | CZ250606JB | https://partsurfer.hpe.com/Search.aspx?searchText=CZ250606JB | HP BL460c G9 | 727021-B21 | NVR Server |  | Server Type 2 (NVR) | 2 x E5-2623 v3 - 4 Cores - 3.0 GHz | 64 GB | 2 x 146 GB | Warehouse
OK |  | 23 | 3 |  | 3 | SV-RTR-0323-21E-03 | SV-RTR-0323-21E |  | CZ250601C9 | https://partsurfer.hpe.com/Search.aspx?searchText=CZ250601C9 | HP BL460c G9 | 727021-B21 | ESXi Server |  | Server Type 1 (ESXi) | 2 x E5-2660 v3 - 10 Cores – 2.6 GHz | 128 GB | 2 x 146 GB | Warehouse
OK |  | 23 | 3 |  | 4 | SV-RTR-0323-21E-04 | SV-RTR-0323-21E |  | CZ250601C4 | https://partsurfer.hpe.com/Search.aspx?searchText=CZ250601C4 | HP BL460c G9 | 727021-B21 | ESXi Server |  | Server Type 1 (ESXi) | 2 x E5-2660 v3 - 10 Cores – 2.6 GHz | 128 GB | 2 x 146 GB | Warehouse
OK |  | 23 | 3 |  | 5 | SV-RTR-0323-21E-05 | SV-RTR-0323-21E |  | CZ250601CC | https://partsurfer.hpe.com/Search.aspx?searchText=CZ250601CC | HP BL460c G9 | 727021-B21 | ESXi Server |  | Server Type 1 (ESXi) | 2 x E5-2660 v3 - 10 Cores – 2.6 GHz | 128 GB | 2 x 146 GB | Warehouse
OK |  | 23 | 3 |  | 6 | SV-RTR-0323-21E-06 | SV-RTR-0323-21E |  | CZ250601CG | https://partsurfer.hpe.com/Search.aspx?searchText=CZ250601CG | HP BL460c G9 | 727021-B21 | ESXi Server |  | Server Type 1 (ESXi) | 2 x E5-2660 v3 - 10 Cores – 2.6 GHz | 128 GB | 2 x 146 GB | Warehouse
OK |  | 23 | 2 |  | 6 | SV-RTR-0323-11E-06 | SV-RTR-0323-11E |  | CZ250601C2 | https://partsurfer.hpe.com/Search.aspx?searchText=CZ250601C2 | HP BL460c G9 | 727021-B21 | ESXi Server |  | Server Type 1 (ESXi) | 2 x E5-2660 v3 - 10 Cores – 2.6 GHz | 128 GB | 2 x 146 GB | Warehouse
OK |  | 5 | 2 |  | 7 | SV-RTR-0325-11E-07 | SV-RTR-0325-11E |  | CZ250601C8 | https://partsurfer.hpe.com/Search.aspx?searchText=CZ250601C8 | HP BL460c G9 | 727021-B21 | ESXi Server |  | Server Type 1 (ESXi) | 2 x E5-2660 v3 - 10 Cores – 2.6 GHz | 128 GB | 2 x 146 GB | Warehouse
OK |  | 23 | 3 |  | 2 | SV-RTR-0323-21E-02 | SV-RTR-0323-21E |  | CZ25050J8Q | https://partsurfer.hpe.com/Search.aspx?searchText=CZ25050J8Q | HP BL460c G9 | 727021-B21 | ESXi Server |  | Server Type 1 (ESXi) | 2 x E5-2660 v3 - 10 Cores – 2.6 GHz | 128 GB | 2 x 146 GB | Warehouse
OK |  | 23 | 2 |  | 5 | SV-RTR-0323-11E-05 | SV-RTR-0323-11E |  | CZ250601CF | https://partsurfer.hpe.com/Search.aspx?searchText=CZ250601CF | HP BL460c G9 | 727021-B21 | ESXi Server |  | Server Type 1 (ESXi) | 2 x E5-2660 v3 - 10 Cores – 2.6 GHz | 128 GB | 2 x 146 GB | Warehouse
OK |  | 23 | 2 |  | 4 | SV-RTR-0323-11E-04 | SV-RTR-0323-11E |  | CZ250601C7 | https://partsurfer.hpe.com/Search.aspx?searchText=CZ250601C7 | HP BL460c G9 | 727021-B21 | ESXi Server |  | Server Type 1 (ESXi) | 2 x E5-2660 v3 - 10 Cores – 2.6 GHz | 128 GB | 2 x 146 GB | Warehouse
OK |  | 23 | 3 |  | 7 | SV-RTR-0323-21E-07 | SV-RTR-0323-21E |  | CZ250601CJ | https://partsurfer.hpe.com/Search.aspx?searchText=CZ250601CJ | HP BL460c G9 | 727021-B21 | ESXi Server |  | Server Type 1 (ESXi) | 2 x E5-2660 v3 - 10 Cores – 2.6 GHz | 128 GB | 2 x 146 GB | Warehouse
OK |  | 23 | 2 |  | 7 | SV-RTR-0323-11E-07 | SV-RTR-0323-11E |  | CZ250601CH | https://partsurfer.hpe.com/Search.aspx?searchText=CZ250601CH | HP BL460c G9 | 727021-B21 | ESXi Server |  | Server Type 1 (ESXi) | 2 x E5-2660 v3 - 10 Cores – 2.6 GHz | 128 GB | 2 x 146 GB | Warehouse
OK |  | 23 | 2 |  | 8 | SV-RTR-0323-11E-08 | SV-RTR-0323-11E |  | CZ250601CL | https://partsurfer.hpe.com/Search.aspx?searchText=CZ250601CL | HP BL460c G9 | 727021-B21 | ESXi Server |  | Server Type 1 (ESXi) | 2 x E5-2660 v3 - 10 Cores – 2.6 GHz | 128 GB | 2 x 146 GB | Warehouse
OK |  | 23 | 2 |  | 2 | SV-RTR-0323-11E-02 | SV-RTR-0323-11E |  | CZ25050J8S | https://partsurfer.hpe.com/Search.aspx?searchText=CZ25050J8S | HP BL460c G9 | 727021-B21 | ESXi Server |  | Server Type 1 (ESXi) | 2 x E5-2660 v3 - 10 Cores – 2.6 GHz | 128 GB | 2 x 146 GB | Warehouse
OK |  | 23 | 2 |  | 1 | SV-RTR-0323-11E-01 | SV-RTR-0323-11E |  | CZ250601CD | https://partsurfer.hpe.com/Search.aspx?searchText=CZ250601CD | HP BL460c G9 | 727021-B21 | ESXi Server |  | Server Type 1 (ESXi) | 2 x E5-2660 v3 - 10 Cores – 2.6 GHz | 128 GB | 2 x 146 GB | Warehouse
OK |  | 23 | 3 |  | 8 | SV-RTR-0323-21E-08 | SV-RTR-0323-21E |  | CZ250601C3 | https://partsurfer.hpe.com/Search.aspx?searchText=CZ250601C3 | HP BL460c G9 | 727021-B21 | ESXi Server |  | Server Type 1 (ESXi) | 2 x E5-2660 v3 - 10 Cores – 2.6 GHz | 128 GB | 2 x 146 GB | Warehouse
OK |  | 23 | 2 |  | 3 | SV-RTR-0323-11E-03 | SV-RTR-0323-11E |  | CZ250601CM | https://partsurfer.hpe.com/Search.aspx?searchText=CZ250601CM | HP BL460c G9 | 727021-B21 | ESXi Server |  | Server Type 1 (ESXi) | 2 x E5-2660 v3 - 10 Cores – 2.6 GHz | 128 GB | 2 x 146 GB | Warehouse
[7 empty] | SITE_IN_BOX |  | CZ250601C5 | https://partsurfer.hpe.com/Search.aspx?searchText=CZ250601C5 | HP BL460c G9 | 727021-B21 | ESXi Server |  | Server Type 1 (ESXi) | 2 x E5-2660 v3 - 10 Cores – 2.6 GHz | 128 GB | 2 x 146 GB | Warehouse
OK |  | 23 | 3 |  | 1 | SV-RTR-0323-21E-01 | SV-RTR-0323-21E |  | CZ250601CK | https://partsurfer.hpe.com/Search.aspx?searchText=CZ250601CK | HP BL460c G9 | 727021-B21 | ESXi Server |  | Server Type 1 (ESXi) | 2 x E5-2660 v3 - 10 Cores – 2.6 GHz | 128 GB | 2 x 146 GB | Warehouse
KHUMRA | [6 empty] | KHUMRAH |  | CZ25050J95 | https://partsurfer.hpe.com/Search.aspx?searchText=CZ25050J95 | HP BL460c G9 | 727021-B21 | ESXi Server |  | Server Type 1 (ESXi) | 2 x E5-2660 v3 - 10 Cores – 2.6 GHz | 128 GB | 2 x 146 GB | Warehouse
OK |  | 5 | 3 |  | 7 | SV-MTR-0305-21E-07 | SV-MTR-0305-21E |  | CZ25050J9D | https://partsurfer.hpe.com/Search.aspx?searchText=CZ25050J9D | HP BL460c G9 | 727021-B21 | ESXi Server |  | Server Type 1 (ESXi) | 2 x E5-2660 v3 - 10 Cores – 2.6 GHz | 128 GB | 2 x 146 GB | Warehouse
OK |  | 5 | 3 |  | 4 | SV-MTR-0305-21E-04 | SV-MTR-0305-21E |  | CZ25050J9J | https://partsurfer.hpe.com/Search.aspx?searchText=CZ25050J9J | HP BL460c G9 | 727021-B21 | ESXi Server |  | Server Type 1 (ESXi) | 2 x E5-2660 v3 - 10 Cores – 2.6 GHz | 128 GB | 2 x 146 GB | Warehouse
OK |  | 5 | 3 |  | 6 | SV-MTR-0305-21E-06 | SV-MTR-0305-21E |  | CZ25050J91 | https://partsurfer.hpe.com/Search.aspx?searchText=CZ25050J91 | HP BL460c G9 | 727021-B21 | ESXi Server |  | Server Type 1 (ESXi) | 2 x E5-2660 v3 - 10 Cores – 2.6 GHz | 128 GB | 2 x 146 GB | Warehouse
KERRY_WH | [6 empty] | KERRY_WH |  | CZ25050J8Y | https://partsurfer.hpe.com/Search.aspx?searchText=CZ25050J8Y | HP BL460c G9 | 727021-B21 | ESXi Server |  | Server Type 1 (ESXi) | 2 x E5-2660 v3 - 10 Cores – 2.6 GHz | 128 GB | 2 x 146 GB | Warehouse
OK |  | 5 | 3 |  | 8 | SV-MTR-0305-21E-08 | SV-MTR-0305-21E |  | CZ25050J9F | https://partsurfer.hpe.com/Search.aspx?searchText=CZ25050J9F | HP BL460c G9 | 727021-B21 | ESXi Server |  | Server Type 1 (ESXi) | 2 x E5-2660 v3 - 10 Cores – 2.6 GHz | 128 GB | 2 x 146 GB | Warehouse
OK |  | 5 | 3 |  | 3 | SV-MTR-0305-21E-03 | SV-MTR-0305-21E |  | CZ25050J97 | https://partsurfer.hpe.com/Search.aspx?searchText=CZ25050J97 | HP BL460c G9 | 727021-B21 | ESXi Server |  | Server Type 1 (ESXi) | 2 x E5-2660 v3 - 10 Cores – 2.6 GHz | 128 GB | 2 x 146 GB | Warehouse
OK |  | 5 | 2 |  | 6 | SV-MTR-0305-11E-06 | SV-MTR-0305-11E |  | CZ25050J94 | https://partsurfer.hpe.com/Search.aspx?searchText=CZ25050J94 | HP BL460c G9 | 727021-B21 | ESXi Server |  | Server Type 1 (ESXi) | 2 x E5-2660 v3 - 10 Cores – 2.6 GHz | 128 GB | 2 x 146 GB | Warehouse
OK |  | 5 | 3 |  | 5 | SV-MTR-0305-21E-05 | SV-MTR-0305-21E |  | CZ25050J98 | https://partsurfer.hpe.com/Search.aspx?searchText=CZ25050J98 | HP BL460c G9 | 727021-B21 | ESXi Server |  | Server Type 1 (ESXi) | 2 x E5-2660 v3 - 10 Cores – 2.6 GHz | 128 GB | 2 x 146 GB | Warehouse
OK |  | 5 | 2 |  | 5 | SV-MTR-0305-11E-05 | SV-MTR-0305-11E |  | CZ25050J90 | https://partsurfer.hpe.com/Search.aspx?searchText=CZ25050J90 | HP BL460c G9 | 727021-B21 | ESXi Server |  | Server Type 1 (ESXi) | 2 x E5-2660 v3 - 10 Cores – 2.6 GHz | 128 GB | 2 x 146 GB | Warehouse
OK |  | 5 | 3 |  | 2 | SV-MTR-0305-21E-02 | SV-MTR-0305-21E |  | CZ25050J99 | https://partsurfer.hpe.com/Search.aspx?searchText=CZ25050J99 | HP BL460c G9 | 727021-B21 | ESXi Server |  | Server Type 1 (ESXi) | 2 x E5-2660 v3 - 10 Cores – 2.6 GHz | 128 GB | 2 x 146 GB | Warehouse
OK |  | 5 | 2 |  | 3 | SV-MTR-0305-11E-03 | SV-MTR-0305-11E |  | CZ25050J93 | https://partsurfer.hpe.com/Search.aspx?searchText=CZ25050J93 | HP BL460c G9 | 727021-B21 | ESXi Server |  | Server Type 1 (ESXi) | 2 x E5-2660 v3 - 10 Cores – 2.6 GHz | 128 GB | 2 x 146 GB | Warehouse
OK |  | 5 | 2 |  | 1 | SV-MTR-0305-11E-01 | SV-MTR-0305-11E |  | CZ25050J9H | https://partsurfer.hpe.com/Search.aspx?searchText=CZ25050J9H | HP BL460c G9 | 727021-B21 | ESXi Server |  | Server Type 1 (ESXi) | 2 x E5-2660 v3 - 10 Cores – 2.6 GHz | 128 GB | 2 x 146 GB | Warehouse
OK |  | 5 | 2 |  | 4 | SV-MTR-0305-11E-04 | SV-MTR-0305-11E |  | CZ25050J9C | https://partsurfer.hpe.com/Search.aspx?searchText=CZ25050J9C | HP BL460c G9 | 727021-B21 | ESXi Server |  | Server Type 1 (ESXi) | 2 x E5-2660 v3 - 10 Cores – 2.6 GHz | 128 GB | 2 x 146 GB | Warehouse
OK |  | 5 | 2 |  | 2 | SV-MTR-0305-11E-02 | SV-MTR-0305-11E |  | CZ25050J8Z | https://partsurfer.hpe.com/Search.aspx?searchText=CZ25050J8Z | HP BL460c G9 | 727021-B21 | ESXi Server |  | Server Type 1 (ESXi) | 2 x E5-2660 v3 - 10 Cores – 2.6 GHz | 128 GB | 2 x 146 GB | Warehouse
OK |  | 5 | 3 |  | 1 | SV-MTR-0305-21E-01 | SV-MTR-0305-21E |  | CZ25050J96 | https://partsurfer.hpe.com/Search.aspx?searchText=CZ25050J96 | HP BL460c G9 | 727021-B21 | ESXi Server |  | Server Type 1 (ESXi) | 2 x E5-2660 v3 - 10 Cores – 2.6 GHz | 128 GB | 2 x 146 GB | Warehouse
OK |  | 3 | 2 |  | 13 | SV-MTR-0305-11E-13 | SV-MTR-0305-11E |  | CZ250606G1 | https://partsurfer.hpe.com/Search.aspx?searchText=CZ250606G1 | HP BL460c G9 | 727021-B21 | NVR Server |  | Server Type 2 (NVR) | 2 x E5-2623 v3 - 4 Cores - 3.0 GHz | 64 GB | 2 x 146 GB | Warehouse
OK |  | 3 | 2 |  | 16 | SV-MTR-0305-11E-16 | SV-MTR-0305-11E |  | CZ250606GB | https://partsurfer.hpe.com/Search.aspx?searchText=CZ250606GB | HP BL460c G9 | 727021-B21 | NVR Server |  | Server Type 2 (NVR) | 2 x E5-2623 v3 - 4 Cores - 3.0 GHz | 64 GB | 2 x 146 GB | Warehouse
OK |  | 3 | 1 |  | 16 | SV-MTR-0303-01E-16 | SV-MTR-0303-01E |  | CZ250606H7 | https://partsurfer.hpe.com/Search.aspx?searchText=CZ250606H7 | HP BL460c G9 | 727021-B21 | NVR Server |  | Server Type 2 (NVR) | 2 x E5-2623 v3 - 4 Cores - 3.0 GHz | 64 GB | 2 x 146 GB | Warehouse
OK |  | 3 | 1 |  | 15 | SV-MTR-0303-01E-15 | SV-MTR-0303-01E |  | CZ250606H1 | https://partsurfer.hpe.com/Search.aspx?searchText=CZ250606H1 | HP BL460c G9 | 727021-B21 | NVR Server |  | Server Type 2 (NVR) | 2 x E5-2623 v3 - 4 Cores - 3.0 GHz | 64 GB | 2 x 146 GB | Warehouse
OK |  | 25 | 1 |  | 13 | SV-MTR-0305-21E-13 | SV-MTR-0305-21E |  | CZ250606GW | https://partsurfer.hpe.com/Search.aspx?searchText=CZ250606GW | HP BL460c G9 | 727021-B21 | NVR Server |  | Server Type 2 (NVR) | 2 x E5-2623 v3 - 4 Cores - 3.0 GHz | 64 GB | 2 x 146 GB | Warehouse
OK |  | 3 | 2 |  | 12 | SV-MTR-0305-11E-12 | SV-MTR-0305-11E |  | CZ250606GY | https://partsurfer.hpe.com/Search.aspx?searchText=CZ250606GY | HP BL460c G9 | 727021-B21 | NVR Server |  | Server Type 2 (NVR) | 2 x E5-2623 v3 - 4 Cores - 3.0 GHz | 64 GB | 2 x 146 GB | Warehouse
OK |  | 25 | 1 |  | 14 | SV-MTR-0305-21E-14 | SV-MTR-0305-21E |  | CZ250606HX | https://partsurfer.hpe.com/Search.aspx?searchText=CZ250606HX | HP BL460c G9 | 727021-B21 | NVR Server |  | Server Type 2 (NVR) | 2 x E5-2623 v3 - 4 Cores - 3.0 GHz | 64 GB | 2 x 146 GB | Warehouse
OK |  | 25 | 2 |  | 8 | SV-MTR-0305-21E-08 | SV-MTR-0305-21E |  | CZ250606GF | https://partsurfer.hpe.com/Search.aspx?searchText=CZ250606GF | HP BL460c G9 | 727021-B21 | NVR Server |  | Server Type 2 (NVR) | 2 x E5-2623 v3 - 4 Cores - 3.0 GHz | 64 GB | 2 x 146 GB | Warehouse
OK |  | 3 | 2 |  | 15 | SV-MTR-0305-11E-15 | SV-MTR-0305-11E |  | CZ250606H3 | https://partsurfer.hpe.com/Search.aspx?searchText=CZ250606H3 | HP BL460c G9 | 727021-B21 | NVR Server |  | Server Type 2 (NVR) | 2 x E5-2623 v3 - 4 Cores - 3.0 GHz | 64 GB | 2 x 146 GB | Warehouse
OK |  | 3 | 2 |  | 14 | SV-MTR-0305-11E-14 | SV-MTR-0305-11E |  | CZ250606G9 | https://partsurfer.hpe.com/Search.aspx?searchText=CZ250606G9 | HP BL460c G9 | 727021-B21 | NVR Server |  | Server Type 2 (NVR) | 2 x E5-2623 v3 - 4 Cores - 3.0 GHz | 64 GB | 2 x 146 GB | Warehouse
OK |  | 23 | 1 |  | 6 | SV-RTR-0323-01E-06 | SV-RTR-0323-01E |  | CZ250606GX | https://partsurfer.hpe.com/Search.aspx?searchText=CZ250606GX | HP BL460c G9 | 727021-B21 | NVR Server |  | Server Type 2 (NVR) | 2 x E5-2623 v3 - 4 Cores - 3.0 GHz | 64 GB | 2 x 146 GB | Warehouse
Ok |  | 25 | 2 |  | 14 | SV-RTR-0325-11E-14 | SV-RTR-0325-11E |  | CZ250606HT | https://partsurfer.hpe.com/Search.aspx?searchText=CZ250606HT | HP BL460c G9 | 727021-B21 | NVR Server |  | Server Type 2 (NVR) | 2 x E5-2623 v3 - 4 Cores - 3.0 GHz | 64 GB | 2 x 146 GB | Warehouse
OK |  | 23 | 1 |  | 5 | SV-RTR-0323-01E-05 | SV-RTR-0323-01E |  | CZ250606HD | https://partsurfer.hpe.com/Search.aspx?searchText=CZ250606HD | HP BL460c G9 | 727021-B21 | NVR Server |  | Server Type 2 (NVR) | 2 x E5-2623 v3 - 4 Cores - 3.0 GHz | 64 GB | 2 x 146 GB | Warehouse
OK |  | 25 | 2 |  | 13 | SV-RTR-0325-11E-13 | SV-RTR-0325-11E |  | CZ250606J5 | https://partsurfer.hpe.com/Search.aspx?searchText=CZ250606J5 | HP BL460c G9 | 727021-B21 | NVR Server |  | Server Type 2 (NVR) | 2 x E5-2623 v3 - 4 Cores - 3.0 GHz | 64 GB | 2 x 146 GB | Warehouse
OK |  | 25 | 2 |  | 16 | SV-RTR-0325-11E-16 | SV-RTR-0325-11E |  | CZ250606HW | https://partsurfer.hpe.com/Search.aspx?searchText=CZ250606HW | HP BL460c G9 | 727021-B21 | NVR Server |  | Server Type 2 (NVR) | 2 x E5-2623 v3 - 4 Cores - 3.0 GHz | 64 GB | 2 x 146 GB | Warehouse
OK |  | 25 | 1 |  | 9 | SV-RTR-0325-01E-09 | SV-RTR-0325-01E | SV-MTR-0305-11E | CZ250606GP | https://partsurfer.hpe.com/Search.aspx?searchText=CZ250606GP | HP BL460c G9 | 727021-B21 | NVR Server |  | Server Type 2 (NVR) | 2 x E5-2623 v3 - 4 Cores - 3.0 GHz | 64 GB | 2 x 146 GB | Warehouse
OK |  | 25 | 2 |  | 15 | SV-RTR-0325-11E-15 | SV-RTR-0325-11E |  | CZ250606H0 | https://partsurfer.hpe.com/Search.aspx?searchText=CZ250606H0 | HP BL460c G9 | 727021-B21 | NVR Server |  | Server Type 2 (NVR) | 2 x E5-2623 v3 - 4 Cores - 3.0 GHz | 64 GB | 2 x 146 GB | Warehouse
OK |  | 3 | 1 |  | 14 | SV-MTR-0303-01E-14 | SV-MTR-0303-01E |  | CZ250606HG | https://partsurfer.hpe.com/Search.aspx?searchText=CZ250606HG | HP BL460c G9 | 727021-B21 | NVR Server |  | Server Type 2 (NVR) | 2 x E5-2623 v3 - 4 Cores - 3.0 GHz | 64 GB | 2 x 146 GB | Warehouse
OK |  | 3 | 2 |  | 9 | SV-MTR-0305-11E-09 | SV-MTR-0305-11E |  | CZ250606HR | https://partsurfer.hpe.com/Search.aspx?searchText=CZ250606HR | HP BL460c G9 | 727021-B21 | NVR Server |  | Server Type 2 (NVR) | 2 x E5-2623 v3 - 4 Cores - 3.0 GHz | 64 GB | 2 x 146 GB | Warehouse
OK |  | 23 | 1 |  | 3 | SV-RTR-0323-01E-03 | SV-RTR-0323-01E |  | CZ250606GR | https://partsurfer.hpe.com/Search.aspx?searchText=CZ250606GR | HP BL460c G9 | 727021-B21 | NVR Server |  | Server Type 2 (NVR) | 2 x E5-2623 v3 - 4 Cores - 3.0 GHz | 64 GB | 2 x 146 GB | Warehouse
OK |  | 23 | 1 |  | 1 | SV-RTR-0323-01E-01 | SV-RTR-0323-01E |  | CZ250606J7 | https://partsurfer.hpe.com/Search.aspx?searchText=CZ250606J7 | HP BL460c G9 | 727021-B21 | NVR Server |  | Server Type 2 (NVR) | 2 x E5-2623 v3 - 4 Cores - 3.0 GHz | 64 GB | 2 x 146 GB | Warehouse
OK |  | 25 | 2 |  | 12 | SV-RTR-0325-11E-12 | SV-RTR-0325-11E |  | CZ250606GL | https://partsurfer.hpe.com/Search.aspx?searchText=CZ250606GL | HP BL460c G9 | 727021-B21 | NVR Server |  | Server Type 2 (NVR) | 2 x E5-2623 v3 - 4 Cores - 3.0 GHz | 64 GB | 2 x 146 GB | Warehouse
OK |  | 3 | 3 |  | 15 | SV-MTR-0303-21E-15 | SV-MTR-0303-21E |  | CZ25060188 | https://partsurfer.hpe.com/Search.aspx?searchText=CZ25060188 | HP BL460c G9 | 727021-B21 | NVR Server |  | Server Type 2 (NVR) | 2 x E5-2623 v3 - 4 Cores - 3.0 GHz | 64 GB | 2 x 146 GB | Warehouse
OK |  | 3 | 3 |  | 1 | SV-MTR-0303-21E-01 | SV-MTR-0303-21E |  | CZ25060194 | https://partsurfer.hpe.com/Search.aspx?searchText=CZ25060194 | HP BL460c G9 | 727021-B21 | NVR Server |  | Server Type 2 (NVR) | 2 x E5-2623 v3 - 4 Cores - 3.0 GHz | 64 GB | 2 x 146 GB | Warehouse
OK |  | 3 | 1 |  | 6 | SV-MTR-0303-01E-06 | SV-MTR-0303-01E |  | CZ25060185 | https://partsurfer.hpe.com/Search.aspx?searchText=CZ25060185 | HP BL460c G9 | 727021-B21 | NVR Server |  | Server Type 2 (NVR) | 2 x E5-2623 v3 - 4 Cores - 3.0 GHz | 64 GB | 2 x 146 GB | Warehouse
OK |  | 3 | 1 |  | 5 | SV-MTR-0303-01E-05 | SV-MTR-0303-01E |  | CZ2506018Y | https://partsurfer.hpe.com/Search.aspx?searchText=CZ2506018Y | HP BL460c G9 | 727021-B21 | NVR Server |  | Server Type 2 (NVR) | 2 x E5-2623 v3 - 4 Cores - 3.0 GHz | 64 GB | 2 x 146 GB | Warehouse
OK |  | 3 | 3 |  | 14 | SV-MTR-0303-21E-14 | SV-MTR-0303-21E |  | CZ2506018C | https://partsurfer.hpe.com/Search.aspx?searchText=CZ2506018C | HP BL460c G9 | 727021-B21 | NVR Server |  | Server Type 2 (NVR) | 2 x E5-2623 v3 - 4 Cores - 3.0 GHz | 64 GB | 2 x 146 GB | Warehouse
OK |  | 3 | 3 |  | 12 | SV-MTR-0303-21E-12 | SV-MTR-0303-21E |  | CZ2506018Q | https://partsurfer.hpe.com/Search.aspx?searchText=CZ2506018Q | HP BL460c G9 | 727021-B21 | NVR Server |  | Server Type 2 (NVR) | 2 x E5-2623 v3 - 4 Cores - 3.0 GHz | 64 GB | 2 x 146 GB | Warehouse
OK |  | 3 | 3 |  | 3 | SV-MTR-0303-21E-03 | SV-MTR-0303-21E |  | CZ2506018P | https://partsurfer.hpe.com/Search.aspx?searchText=CZ2506018P | HP BL460c G9 | 727021-B21 | NVR Server |  | Server Type 2 (NVR) | 2 x E5-2623 v3 - 4 Cores - 3.0 GHz | 64 GB | 2 x 146 GB | Warehouse
OK |  | 3 | 1 |  | 3 | SV-MTR-0303-01E-03 | SV-MTR-0303-01E |  | CZ2506019H | https://partsurfer.hpe.com/Search.aspx?searchText=CZ2506019H | HP BL460c G9 | 727021-B21 | NVR Server |  | Server Type 2 (NVR) | 2 x E5-2623 v3 - 4 Cores - 3.0 GHz | 64 GB | 2 x 146 GB | Warehouse
OK |  | 3 | 3 |  | 2 | SV-MTR-0303-21E-02 | SV-MTR-0303-21E |  | CZ25060186 | https://partsurfer.hpe.com/Search.aspx?searchText=CZ25060186 | HP BL460c G9 | 727021-B21 | NVR Server |  | Server Type 2 (NVR) | 2 x E5-2623 v3 - 4 Cores - 3.0 GHz | 64 GB | 2 x 146 GB | Warehouse
OK |  | 3 | 3 |  | 4 | SV-MTR-0303-21E-04 | SV-MTR-0303-21E |  | CZ2506018K | https://partsurfer.hpe.com/Search.aspx?searchText=CZ2506018K | HP BL460c G9 | 727021-B21 | NVR Server |  | Server Type 2 (NVR) | 2 x E5-2623 v3 - 4 Cores - 3.0 GHz | 64 GB | 2 x 146 GB | Warehouse
OK |  | 3 | 3 |  | 11 | SV-MTR-0303-21E-11 | SV-MTR-0303-21E |  | CZ2506018R | https://partsurfer.hpe.com/Search.aspx?searchText=CZ2506018R | HP BL460c G9 | 727021-B21 | NVR Server |  | Server Type 2 (NVR) | 2 x E5-2623 v3 - 4 Cores - 3.0 GHz | 64 GB | 2 x 146 GB | Warehouse
OK |  | 3 | 1 |  | 2 | SV-MTR-0303-01E-02 | SV-MTR-0303-01E |  | CZ25060187 | https://partsurfer.hpe.com/Search.aspx?searchText=CZ25060187 | HP BL460c G9 | 727021-B21 | NVR Server |  | Server Type 2 (NVR) | 2 x E5-2623 v3 - 4 Cores - 3.0 GHz | 64 GB | 2 x 146 GB | Warehouse
OK |  | 3 | 3 |  | 9 | SV-MTR-0303-21E-09 | SV-MTR-0303-21E |  | CZ2506018H | https://partsurfer.hpe.com/Search.aspx?searchText=CZ2506018H | HP BL460c G9 | 727021-B21 | NVR Server |  | Server Type 2 (NVR) | 2 x E5-2623 v3 - 4 Cores - 3.0 GHz | 64 GB | 2 x 146 GB | Warehouse
OK |  | 3 | 3 |  | 8 | SV-MTR-0303-21E-08 | SV-MTR-0303-21E |  | CZ250601B7 | https://partsurfer.hpe.com/Search.aspx?searchText=CZ250601B7 | HP BL460c G9 | 727021-B21 | NVR Server |  | Server Type 2 (NVR) | 2 x E5-2623 v3 - 4 Cores - 3.0 GHz | 64 GB | 2 x 146 GB | Warehouse
OK |  | 3 | 1 |  | 4 | SV-MTR-0303-01E-04 | SV-MTR-0303-01E |  | CZ2506019X | https://partsurfer.hpe.com/Search.aspx?searchText=CZ2506019X | HP BL460c G9 | 727021-B21 | NVR Server |  | Server Type 2 (NVR) | 2 x E5-2623 v3 - 4 Cores - 3.0 GHz | 64 GB | 2 x 146 GB | Warehouse
OK |  | 3 | 3 |  | 5 | SV-MTR-0303-21E-05 | SV-MTR-0303-21E |  | CZ25060196 | https://partsurfer.hpe.com/Search.aspx?searchText=CZ25060196 | HP BL460c G9 | 727021-B21 | NVR Server |  | Server Type 2 (NVR) | 2 x E5-2623 v3 - 4 Cores - 3.0 GHz | 64 GB | 2 x 146 GB | Warehouse
OK |  | 3 | 3 |  | 16 | SV-MTR-0303-21E-16 | SV-MTR-0303-21E |  | CZ2506018D | https://partsurfer.hpe.com/Search.aspx?searchText=CZ2506018D | HP BL460c G9 | 727021-B21 | NVR Server |  | Server Type 2 (NVR) | 2 x E5-2623 v3 - 4 Cores - 3.0 GHz | 64 GB | 2 x 146 GB | Warehouse
OK |  | 3 | 3 |  | 6 | SV-MTR-0303-21E-06 | SV-MTR-0303-21E |  | CZ2506018J | https://partsurfer.hpe.com/Search.aspx?searchText=CZ2506018J | HP BL460c G9 | 727021-B21 | NVR Server |  | Server Type 2 (NVR) | 2 x E5-2623 v3 - 4 Cores - 3.0 GHz | 64 GB | 2 x 146 GB | Warehouse
OK |  | 3 | 1 |  | 1 | SV-MTR-0303-01E-01 | SV-MTR-0303-01E |  | CZ250601B4 | https://partsurfer.hpe.com/Search.aspx?searchText=CZ250601B4 | HP BL460c G9 | 727021-B21 | NVR Server |  | Server Type 2 (NVR) | 2 x E5-2623 v3 - 4 Cores - 3.0 GHz | 64 GB | 2 x 146 GB | Warehouse
OK |  | 3 | 3 |  | 7 | SV-MTR-0303-21E-07 | SV-MTR-0303-21E |  | CZ2506019K | https://partsurfer.hpe.com/Search.aspx?searchText=CZ2506019K | HP BL460c G9 | 727021-B21 | NVR Server |  | Server Type 2 (NVR) | 2 x E5-2623 v3 - 4 Cores - 3.0 GHz | 64 GB | 2 x 146 GB | Warehouse
OK |  | 3 | 3 |  | 13 | SV-MTR-0303-21E-13 | SV-MTR-0303-21E |  | CZ25060192 | https://partsurfer.hpe.com/Search.aspx?searchText=CZ25060192 | HP BL460c G9 | 727021-B21 | NVR Server |  | Server Type 2 (NVR) | 2 x E5-2623 v3 - 4 Cores - 3.0 GHz | 64 GB | 2 x 146 GB | Warehouse
OK |  | 3 | 3 |  | 10 | SV-MTR-0303-21E-10 | SV-MTR-0303-21E |  | CZ250601BJ | https://partsurfer.hpe.com/Search.aspx?searchText=CZ250601BJ | HP BL460c G9 | 727021-B21 | NVR Server |  | Server Type 2 (NVR) | 2 x E5-2623 v3 - 4 Cores - 3.0 GHz | 64 GB | 2 x 146 GB | Warehouse
[9 empty] | CZJ5070CB1 | https://partsurfer.hpe.com/Search.aspx?searchText=CZJ5070CB1 | HP C7000 Enclosure | 681844-B21 | HP C7000 Enclosure - ESXi | T3S-KIT-ENCLOS2000001 | Enclosure Type 1 (6 Switches) | N/A | N/A | N/A | SIL
[9 empty] | CZ34154HW3 | https://partsurfer.hpe.com/Search.aspx?searchText=CZ34154HW3 | HP C7000 Enclosure | 681844-B21 | HP C7000 Enclosure - ESXi | T3S-KIT-ENCLOS2000001 | Enclosure Type 1 (6 Switches) | N/A | N/A | N/A | SIL
[9 empty] | CZJ5040CLC | https://partsurfer.hpe.com/Search.aspx?searchText=CZJ5040CLC | HP C7000 Enclosure | 681844-B21 |  |  | Enclosure Type 2 (2 Switches) | N/A | N/A | N/A | TTR
[9 empty] | CZJ5070C9X | https://partsurfer.hpe.com/Search.aspx?searchText=CZJ5070C9X | HP C7000 Enclosure | 681844-B21 |  |  | Enclosure Type 1 (6 Switches) | N/A | N/A | N/A | TTR
[9 empty] | CZ3336MH75 | https://partsurfer.hpe.com/Search.aspx?searchText=CZ3336MH75 | HP C7000 Enclosure | 681844-B21 |  |  | Enclosure Type 1 (6 Switches) | N/A | N/A | N/A | TTR
[9 empty] | CZ34154HX1 | https://partsurfer.hpe.com/Search.aspx?searchText=CZ34154HX1 | HP C7000 Enclosure | 681844-B21 |  |  | Enclosure Type 1 (6 Switches) | N/A | N/A | N/A | TTR
[9 empty] | CZ3336MH76 | https://partsurfer.hpe.com/Search.aspx?searchText=CZ3336MH76 | HP C7000 Enclosure | 681844-B21 |  |  | Enclosure Type 1 (6 Switches) | N/A | N/A | N/A | TTR
[9 empty] | CZJ5040CL3 | https://partsurfer.hpe.com/Search.aspx?searchText=CZJ5040CL3 | HP C7000 Enclosure | 681844-B21 |  |  | Enclosure Type 1 (6 Switches) | N/A | N/A | N/A | TTR
[7 empty] | KHUMRAH |  | CZJ5070C9Z | https://partsurfer.hpe.com/Search.aspx?searchText=CZJ5070C9Z | HP C7000 Enclosure | 681844-B21 |  |  | Enclosure Type 1 (6 Switches) | N/A | N/A | N/A | Warehouse
[7 empty] | SV-MTR-0305-11E |  | CZJ5040CL2 | https://partsurfer.hpe.com/Search.aspx?searchText=CZJ5040CL2 | HP C7000 Enclosure | 681844-B21 |  |  | Enclosure Type 1 (6 Switches) | N/A | N/A | N/A | Warehouse
[7 empty] | SV-MTR-0305-21E |  | CZJ5040CL5 | https://partsurfer.hpe.com/Search.aspx?searchText=CZJ5040CL5 | HP C7000 Enclosure | 681844-B21 |  |  | Enclosure Type 1 (6 Switches) | N/A | N/A | N/A | Warehouse
[7 empty] | MCR_RMD_SCOPE |  | CZJ5070C9Y | https://partsurfer.hpe.com/Search.aspx?searchText=CZJ5070C9Y | HP C7000 Enclosure | 681844-B21 |  |  | Enclosure Type 1 (6 Switches) | N/A | N/A | N/A | Warehouse
[7 empty] | SV-MTR-0312-21E |  | CZJ5070CB8 | https://partsurfer.hpe.com/Search.aspx?searchText=CZJ5070CB8 | HP C7000 Enclosure | 681844-B21 |  |  | Enclosure Type 1 (6 Switches) | N/A | N/A | N/A | Warehouse
[7 empty] | SV-RTR-0325-21E |  | CZJ5070CB0 | https://partsurfer.hpe.com/Search.aspx?searchText=CZJ5070CB0 | HP C7000 Enclosure | 681844-B21 | HP C7000 Enclosure - NVR |  | Enclosure Type 1 (6 Switches) | N/A | N/A | N/A | Warehouse
[7 empty] | SV-RTR-0315-11E |  | CZJ50408JL | https://partsurfer.hpe.com/Search.aspx?searchText=CZJ50408JL | HP C7000 Enclosure | 681844-B21 |  |  | Enclosure Type 1 (6 Switches) | N/A | N/A | N/A | Warehouse
[7 empty] | SV-MTR-0314-11E |  | CZJ5070CBC | https://partsurfer.hpe.com/Search.aspx?searchText=CZJ5070CBC | HP C7000 Enclosure | 681844-B21 |  |  | Enclosure Type 1 (6 Switches) | N/A | N/A | N/A | Warehouse
[7 empty] | SV-RTR-0316-11E |  | CZJ5070CB7 | https://partsurfer.hpe.com/Search.aspx?searchText=CZJ5070CB7 | HP C7000 Enclosure | 681844-B21 |  |  | Enclosure Type 1 (6 Switches) | N/A | N/A | N/A | Warehouse
[7 empty] | SV-RTR-0315-01E |  | CZJ5070CB6 | https://partsurfer.hpe.com/Search.aspx?searchText=CZJ5070CB6 | HP C7000 Enclosure | 681844-B21 |  |  | Enclosure Type 1 (6 Switches) | N/A | N/A | N/A | Warehouse
[7 empty] | SV-MTR-0303-11E |  | CZJ5070CB5 | https://partsurfer.hpe.com/Search.aspx?searchText=CZJ5070CB5 | HP C7000 Enclosure | 681844-B21 |  |  | Enclosure Type 2 (2 Switches) | N/A | N/A | N/A | Warehouse
[7 empty] | SV-RTR-0325-11E |  | CZJ5070CB2 | https://partsurfer.hpe.com/Search.aspx?searchText=CZJ5070CB2 | HP C7000 Enclosure | 681844-B21 |  |  | Enclosure Type 1 (6 Switches) | N/A | N/A | N/A | Warehouse
[7 empty] | SV-RTR-0316-01E |  | CZJ5070CB4 | https://partsurfer.hpe.com/Search.aspx?searchText=CZJ5070CB4 | HP C7000 Enclosure | 681844-B21 |  |  | Enclosure Type 1 (6 Switches) | N/A | N/A | N/A | Warehouse
[7 empty] | SV-MTR-0313-01E |  | CZJ5070CBB | https://partsurfer.hpe.com/Search.aspx?searchText=CZJ5070CBB | HP C7000 Enclosure | 681844-B21 |  |  | Enclosure Type 1 (6 Switches) | N/A | N/A | N/A | Warehouse
[7 empty] | SV-MTR-0305-01E |  | CZJ5040CKZ | https://partsurfer.hpe.com/Search.aspx?searchText=CZJ5040CKZ | HP C7000 Enclosure | 681844-B21 |  |  | Enclosure Type 1 (6 Switches) | N/A | N/A | N/A | Warehouse
[7 empty] | SV-MTR-0313-11E |  | CZJ5040CL1 | https://partsurfer.hpe.com/Search.aspx?searchText=CZJ5040CL1 | HP C7000 Enclosure | 681844-B21 |  |  | Enclosure Type 1 (6 Switches) | N/A | N/A | N/A | Warehouse
[7 empty] | SV-MTR-0312-01E |  | CZJ5040CL7 | https://partsurfer.hpe.com/Search.aspx?searchText=CZJ5040CL7 | HP C7000 Enclosure | 681844-B21 |  |  | Enclosure Type 1 (6 Switches) | N/A | N/A | N/A | Warehouse
[7 empty] | SV-MTR-0314-21E |  | CZJ5040CL9 | https://partsurfer.hpe.com/Search.aspx?searchText=CZJ5040CL9 | HP C7000 Enclosure | 681844-B21 |  |  | Enclosure Type 1 (6 Switches) | N/A | N/A | N/A | Warehouse
[7 empty] | SV-RTR-0316-21E |  | CZJ5040CL6 | https://partsurfer.hpe.com/Search.aspx?searchText=CZJ5040CL6 | HP C7000 Enclosure | 681844-B21 |  |  | Enclosure Type 1 (6 Switches) | N/A | N/A | N/A | Warehouse
[7 empty] | SV-MTR-0312-11E |  | CZJ5040CLD | https://partsurfer.hpe.com/Search.aspx?searchText=CZJ5040CLD | HP C7000 Enclosure | 681844-B21 |  |  | Enclosure Type 1 (6 Switches) | N/A | N/A | N/A | Warehouse
[7 empty] | SV-MTR-0303-01E |  | CZJ5070CB3 | https://partsurfer.hpe.com/Search.aspx?searchText=CZJ5070CB3 | HP C7000 Enclosure | 681844-B21 |  |  | Enclosure Type 1 (6 Switches) | N/A | N/A | N/A | Warehouse
[7 empty] | SV-MTR-0314-01E |  | CZJ5070CB9 | https://partsurfer.hpe.com/Search.aspx?searchText=CZJ5070CB9 | HP C7000 Enclosure | 681844-B21 |  |  | Enclosure Type 1 (6 Switches) | N/A | N/A | N/A | Warehouse
[7 empty] | SV-RTR-0318-21E |  | CZJ5040CL8 | https://partsurfer.hpe.com/Search.aspx?searchText=CZJ5040CL8 | HP C7000 Enclosure | 681844-B21 |  |  | Enclosure Type 1 (6 Switches) | N/A | N/A | N/A | Warehouse
[7 empty] | SV-MTR-0303-21E |  | CZJ5040CLG | https://partsurfer.hpe.com/Search.aspx?searchText=CZJ5040CLG | HP C7000 Enclosure | 681844-B21 |  |  | Enclosure Type 1 (6 Switches) | N/A | N/A | N/A | Warehouse
[7 empty] | SV-RTR-0318-01E |  | CZJ5040CLB | https://partsurfer.hpe.com/Search.aspx?searchText=CZJ5040CLB | HP C7000 Enclosure | 681844-B21 |  |  | Enclosure Type 1 (6 Switches) | N/A | N/A | N/A | Warehouse
[7 empty] | SV-RTR-0323-01E |  | CZJ5040CL0 | https://partsurfer.hpe.com/Search.aspx?searchText=CZJ5040CL0 | HP C7000 Enclosure | 681844-B21 |  |  | Enclosure Type 1 (6 Switches) | N/A | N/A | N/A | Warehouse
[7 empty] | SV-RTR-0323-11E |  | CZJ5040CL4 | https://partsurfer.hpe.com/Search.aspx?searchText=CZJ5040CL4 | HP C7000 Enclosure | 681844-B21 |  |  | Enclosure Type 1 (6 Switches) | N/A | N/A | N/A | Warehouse
[7 empty] | SV-RTR-0318-11E |  | CZJ5040CLF | https://partsurfer.hpe.com/Search.aspx?searchText=CZJ5040CLF | HP C7000 Enclosure | 681844-B21 |  |  | Enclosure Type 1 (6 Switches) | N/A | N/A | N/A | Warehouse
KERRY_WH | [6 empty] | KERRY_WH |  | CZJ5040CLH | https://partsurfer.hpe.com/Search.aspx?searchText=CZJ5040CLH | HP C7000 Enclosure | 681844-B21 |  |  | Enclosure Type 1 (6 Switches) | N/A | N/A | N/A | Warehouse
[7 empty] | SITE_IN_BOX |  | CZ25050J8K | https://partsurfer.hpe.com/Search.aspx?searchText=CZ25050J8K | HP BL460c G9 | 727021-B21 | NVR Server |  | Server Type 2 (NVR) | 2 x E5-2623 v3 - 4 Cores - 3.0 GHz | 64 GB | 2 x 146 GB | On Site but not installed
OK |  | 12 | 2 |  | 2 | SV-MTR-0312-11E-02 | SV-MTR-0312-11E |  | CZ25060FQR | https://partsurfer.hpe.com/Search.aspx?searchText=CZ25060FQR | HP BL460c G9 | 727021-B21 | VCA Server |  | Server Type 4 (VCA) | 2 x E5-2660 v3 - 10 Cores - 2.6 GHz | 64 GB | 2 x 300 GB
OK |  | 12 | 2 |  | 3 | SV-MTR-0312-11E-03 | SV-MTR-0312-11E | SV-MTR-0312-11E | CZ250603FQ | https://partsurfer.hpe.com/Search.aspx?searchText=CZ250603FQ | HP BL460c G9 | 727021-B21 | VCA Server |  | Server Type 4 (VCA) | 2 x E5-2660 v3 - 10 Cores - 2.6 GHz | 64 GB | 2 x 300 GB
OK |  | 12 | 2 |  | 4 | SV-MTR-0312-11E-04 | SV-MTR-0312-11E |  | CZ25060FQ8 | https://partsurfer.hpe.com/Search.aspx?searchText=CZ25060FQ8 | HP BL460c G9 | 727021-B21 | VCA Server |  | Server Type 4 (VCA) | 2 x E5-2660 v3 - 10 Cores - 2.6 GHz | 64 GB | 2 x 300 GB
KERRY_WH | [6 empty] | KERRY_WH |  | CZ25050J9G | https://partsurfer.hpe.com/Search.aspx?searchText=CZ25050J9G | HP BL460c G9 | 727021-B21 | ESXi Server |  | Server Type 1 (ESXi) | 2 x E5-2660 v3 - 10 Cores – 2.6 GHz | 128 GB | 2 x 146 GB | Warehouse
KERRY_WH | [6 empty] | KERRY_WH |  | CZ25050J9B | https://partsurfer.hpe.com/Search.aspx?searchText=CZ25050J9B | HP BL460c G9 | 727021-B21 | ESXi Server |  | Server Type 1 (ESXi) | 2 x E5-2660 v3 - 10 Cores – 2.6 GHz | 128 GB | 2 x 146 GB | Warehouse
KERRY_WH | [6 empty] | KERRY_WH |  | CZ250606G5 | https://partsurfer.hpe.com/Search.aspx?searchText=CZ250606G5 | HP BL460c G9 | 727021-B21 | NVR Server |  | Server Type 2 (NVR) | 2 x E5-2623 v3 - 4 Cores - 3.0 GHz | 64 GB | 2 x 146 GB | On Site but not installed
KERRY_WH | [6 empty] | KERRY_WH |  | CZ2506003Y | https://partsurfer.hpe.com/Search.aspx?searchText=CZ2506003Y
KERRY_WH | [6 empty] | KERRY_WH |  | CZ25060042 | https://partsurfer.hpe.com/Search.aspx?searchText=CZ25060042
KERRY_WH | [6 empty] | KERRY_WH |  | CZ25050J8N | https://partsurfer.hpe.com/Search.aspx?searchText=CZ25050J8N
KERRY_WH | [6 empty] | KERRY_WH |  | CZ25050JV | https://partsurfer.hpe.com/Search.aspx?searchText=CZ25050JV
KERRY_WH | [6 empty] | KERRY_WH |  | CZ25050J92 | https://partsurfer.hpe.com/Search.aspx?searchText=CZ25050J92
| MCR_RMD_SCOPE | SV-MTR-0305-11E

## Sheet1
missing
rack3 | 8 nvr
rack25 | 5 nvr

## Enclosures (After Actions)
Rack | ID | Serial Number |  | Physical Name | Type | Baldes to be installed | Blades Installed | Blades from updated file | Missing Blades to be installed | Comments
Installed | [10 empty] | NVR Blades to be Installed | 160
3 | 3 | CZJ5040CLG |  | SV-MTR-0303-21E | NVR | 16 | 16 | 16 | 0
3 | 1 | CZJ5070CB3 |  | SV-MTR-0303-01E | NVR | 16 | 16 | 16 | 0
3 | 2 | CZJ5070CB5 |  | SV-MTR-0303-11E | NVR | 16 | 16 | 16 | 16 | VCA Server Installed. Chassis to be swapped with
5 | 3 | CZJ5040CL5 | ESX | SV-MTR-0305-21E | NVR | 8 | 8 | 8 | 0
5 | 2 | CZJ5040CL2 |  | SV-MTR-0305-11E | NVR | 8 | 2 | 8 | 0 | One NVR blade and One ESX blade
5 | 1 | CZJ5040CKZ |  | SV-MTR-0305-01E | NVR | 16 | 16 | 16 | 0
12 | 3 | CZJ5070CB8 |  | SV-MTR-0312-21E | VCA | 16 | 16 | 16 | 0
12 | 2 | CZJ5040CLD |  | SV-MTR-0312-11E | VCA | 16 | 12 | 12 | 4
12 | 1 | CZJ5040CL7 |  | SV-MTR-0312-01E | VCA | 16 | 16 | 16 | 0
13 | 1 | CZJ5070CBB |  | SV-MTR-0313-01E | VCA | 16 | 15 | 16 | 3 | NVR in bay 1, SV-MTR-0313-01E, SV-RTR-0303-11E
13 | 2 | CZJ5040CL1 |  | SV-MTR-0313-11E | VCA | 16 | 16 | 16 | 2
14 | 3 | CZJ5040CL9 |  | SV-MTR-0314-21E | VCA | 10 | 10 | 10 | 0
14 | 2 | CZJ5070CBC |  | SV-MTR-0314-11E | VCA | 16 | 16 | 16 | 0
14 | 1 | CZJ5070CB9 |  | SV-MTR-0314-01E | VCA | 16 | 16 | 16 | 0
15 | 2 | CZJ50408JL |  | SV-RTR-0315-11E | VCA | 16 | 16 | 16 | 0 | OK
15 | 1 | CZJ5070CB6 |  | SV-RTR-0315-01E | VCA | 16 | 16 | 16 | 0 | OK
16 | 3 | CZJ5040CL6 |  | SV-RTR-0316-21E | VCA | 10 | 10 | 10 | 0 | OK
16 | 2 | CZJ5070CB7 |  | SV-RTR-0316-11E | VCA | 16 | 16 | 16 | 0 | OK
16 | 1 | CZJ5070CB4 |  | SV-RTR-0316-01E | VCA | 16 | 16 | 16 | 0 | OK
18 | 3 | CZJ5040CL8 |  | SV-RTR-0318-21E | VCA | 16 | 16 | 16 | 0 | OK | NVR Blades Installed | 147 | 163
18 | 2 | CZJ5040CLF |  | SV-RTR-0318-11E | VCA | 16 | 16 | 16 | 0 | OK | VCA Blades to be Installed | 244
18 | 1 | CZJ5040CLB |  | SV-RTR-0318-01E | VCA | 16 | 16 | 16 | 0 | OK | VCA Baldes Installed | 239
23 | 2 | CZJ5040CL4 |  | SV-RTR-0323-11E | NVR | 8 | 1 | 8 | 0 | OK
23 | 1 | CZJ5040CL0 |  | SV-RTR-0323-01E | NVR | 16 | 16 | 16 | 0 | OK
23 | 3 | CZJ5070C9Z |  | SV-RTR-0323-21E | NVR | 8 | 8 |  |  | OK
25 | 3 | CZJ5070CB0 |  | SV-RTR-0325-21E | NVR | 16 | 16 | 16 | 0
25 | 2 | CZJ5070CB2 |  | SV-RTR-0325-11E | NVR | 16 | 16 | 16 | 0
25 | 1 | CZJ5070C9Y |  | SV-RTR-0325-01E | NVR | 16 | 16 | 12 | 4 | Chassis to be sent from MCR
Note on H7: Tahir RIAZ: 2 ESXi, need 6 more
Note on H10: Tahir RIAZ: Bay 4,14,15,16 available
Note on H25: Tahir RIAZ: 1 NVR remaining

## Enclosures
Rack | ID | Serial Number | Physical Name | Type | Baldes to be installed | Blades Installed | Comments
Installed | [7 empty] | NVR Blades to be Installed | 160
18 | 3 | CZJ5040CL8 | SV-RTR-0318-21E | VCA | 16 | 16 |  | NVR Blades Installed | 156
18 | 2 | CZJ5040CLF | SV-RTR-0318-11E | VCA | 16 | 16 |  | VCA Blades to be Installed | 244
18 | 1 | CZJ5040CLB | SV-RTR-0318-01E | VCA | 16 | 16 |  | VCA Baldes Installed | 230
16 | 3 | CZJ5040CL6 | SV-RTR-0316-21E | VCA | 10 | 16
16 | 2 | CZJ5070CB7 | SV-RTR-0316-11E | VCA | 16 | 16
16 | 1 | CZJ5070CB4 | SV-RTR-0316-01E | VCA | 16 | 16
14 | 3 | CZJ5040CL9 | SV-MTR-0314-21E | VCA | 10 | 16
14 | 2 | CZJ5070CBC | SV-MTR-0314-11E | VCA | 16 | 16
14 | 1 | CZJ5070CB9 | SV-MTR-0314-01E | VCA | 16 | 16
3 | 3 | CZJ5040CLG | SV-MTR-0303-21E | NVR | 16 | 16
3 | 1 | CZJ5070CB3 | SV-MTR-0303-01E | NVR | 16 | 16
3 | 2 | CZJ5070CB5 | SV-MTR-0303-11E | NVR | 16 | 12 | VCA Server Installed. Chassis to be swapped with
5 | 3 | CZJ5040CL5 | SV-MTR-0305-21E | NVR | 8 | 16
5 | 2 | CZJ5040CL2 | SV-MTR-0305-11E | NVR | 8 | 16
5 | 1 | CZJ5040CKZ | SV-MTR-0305-01E | NVR | 16 | 16
23 | 2 | CZJ5040CL4 | SV-RTR-0323-11E | NVR | 8 | 16
23 | 1 | CZJ5040CL0 | SV-RTR-0323-01E | NVR | 16 | 16
25 | 3 | CZJ5070CB0 | SV-RTR-0325-21E | NVR | 16 | 16
25 | 2 | CZJ5070CB2 | SV-RTR-0325-11E | NVR | 16 | 16 | All servers in this Enclosure are ESXI except Bay01 which is NVR
15 | 2 | CZJ50408JL | SV-RTR-0315-11E | VCA | 16 | 16
15 | 1 | CZJ5070CB6 | SV-RTR-0315-01E | VCA | 16 | 16
13 | 1 | CZJ5070CBB | SV-MTR-0313-01E | VCA | 16 | 16 | NVR in bay 1, ESXi in bay 5
13 | 2 | CZJ5040CL1 | SV-MTR-0313-11E | VCA | 16 | 16
12 | 3 | CZJ5070CB8 | SV-MTR-0312-21E | VCA | 16 | 16
12 | 2 | CZJ5040CLD | SV-MTR-0312-11E | VCA | 16 | 6 | Bay 4 used for ESXi server
12 | 1 | CZJ5040CL7 | SV-MTR-0312-01E | VCA | 16 | 0
23 | 3 | CZJ5070C9Z | SV-RTR-0323-21E | NVR | 8 |  | Chassis to be sent from Khumrah
25 | 1 | CZJ5070C9Y | SV-RTR-0325-01E | NVR | 16 |  | Chassis to be sent from MCR

## Actions
S.No | Actions | List Updated? | Physically done? Update june 2026
| Move 12 VCA Servers from SV-MTR-0303-11E to SV-MTR-0312-01E bays 1-12 | Yes
| Move blade from bay 13,14,15,16 from SV-RTR-0316-21E to SV-MTR-0312-01E bays 13,14,15,16 | Yes
| Move blade from bay 11,12 from SV-RTR-0316-21E to SV-MTR-0312-11E bays 6,7 | Yes
| Move blade from bay 11,12,13,14,15,16 from SV-MTR-0314-21E to SV-MTR-0312-11E bays 8,9,10,11,12,13 | Yes
| Move ESXi server on bay 4 or 5 from SV-MTR-0312-11E to SV-RTR-0323-21E bay 1 | Yes
| Move ESXi server on bay 5 from SV-MTR-0313-01E to SV-RTR-0323-21E bay 2 | Yes
| Move ESXi server on bay 2,3,4,5,6,7 from SV-RTR-0325-11E to SV-RTR-0323-21E bay 3,4,5,6,7,8 | Yes
| SV-MTR-0303-11E is VCA chassis installed in NVR location. Need to be swapped with NVR chassis | No | no
| Move NVR Server on bay 1-16 from SV-MTR-0305-21E to SV-MTR-0303-11E bay 1-16 | Yes
| Move NVR Server on bay 1-16 from SV-MTR-0305-11E to SV-RTR-0325-01E bay 1-16 | Yes
| Move ESXi Server on bay 8,9,10,11,12,13,14,15 from SV-RTR-0325-11E to SV-MTR-0305-21E bay 1,2,3,4,5,6,7,8 | Yes
| Move ESXi Server on bay 16 from SV-RTR-0325-11E to SV-MTR-0305-11E bay 1 | Yes
| Move NVR Server from Bay 2-16 from SV-RTR-0323-11E to SV-RTR-0325-11E bay 2-16 | Yes
| Move ESXi server on bay 4 from SV-MTR-0312-11E to SV-MTR-0305-11E bay 2 | Yes
| Move ESX Blade in bay 1 from SV-MTR-0313-01E to enclosure SV-MTR-0305-11E bay 3 | Yes
| Move VCA Blade bay 2 from SV-MTR-0312-11E to enclosure SV-MTR-0312-11E bay | Yes
| Send back to KHUMRA 16 NVR blade servers that were used for RAMDAN Scope | No
| Confirm which enclosure is CZ250603FD - VCA Blade, mentioned enclosure: SV-RTR-0303-11E | No

## SIL
Asset | Description | Location | Physical Location ¦ IXL | Asset Tag | Status | Serial # | Parent | Rotating Item | System | Subsystem | Warranty contract | Label printed | Project
T3S-SERVER-EQ2220431 | Server Type 1 (ESXi) | SIL_DATA_CENTER | JEDDAH |  | OPERATING | CZ25050J8X |  | T3S-ITEM-SERVER2000007 | IT | SERVER |  | N | SHAMIYA
T3S-SERVER-EQ2220432 | Server Type 1 (ESXi) | SIL_DATA_CENTER | JEDDAH |  | OPERATING | CZ250601C6 |  | T3S-ITEM-SERVER2000007 | IT | SERVER |  | N | SHAMIYA
T3S-SERVER-EQ2220433 | Server Type 1 (ESXi) | SIL_DATA_CENTER | JEDDAH |  | OPERATING | CZ25050J8W |  | T3S-ITEM-SERVER2000007 | IT | SERVER |  | N | SHAMIYA
T3S-SERVER-EQ2220434 | Server Type 1 (ESXi) | SIL_DATA_CENTER | JEDDAH |  | OPERATING | CZ25050J8T |  | T3S-ITEM-SERVER2000007 | IT | SERVER |  | N | SHAMIYA
T3S-SERVER-EQ2220435 | Server Type 1 (ESXi) | SIL_DATA_CENTER | JEDDAH |  | OPERATING | CZ25050J8P |  | T3S-ITEM-SERVER2000007 | IT | SERVER |  | N | SHAMIYA
T3S-SERVER-EQ2220436 | Server Type 2 (NVR) | SIL_DATA_CENTER | JEDDAH |  | OPERATING | CZ2506004C |  | T3S-ITEM-SERVER2000003 | IT | SERVER |  | N | SHAMIYA
T3S-SERVER-EQ2220437 | Server Type 2 (NVR) | SIL_DATA_CENTER | JEDDAH |  | OPERATING | CZ2506004F |  | T3S-ITEM-SERVER2000003 | IT | SERVER |  | N | SHAMIYA
T3S-SERVER-EQ2220438 | Server Type 2 (NVR) | SIL_DATA_CENTER | JEDDAH |  | OPERATING | CZ2506004D |  | T3S-ITEM-SERVER2000003 | IT | SERVER |  | N | SHAMIYA
T3S-SERVER-EQ2220439 | Server Type 2 (NVR) | SIL_DATA_CENTER | JEDDAH |  | OPERATING | CZ2506003Z |  | T3S-ITEM-SERVER2000003 | IT | SERVER |  | N | SHAMIYA
T3S-SERVER-EQ2220440 | Server Type 2 (NVR) | SIL_DATA_CENTER | JEDDAH |  | OPERATING | CZ25060040 |  | T3S-ITEM-SERVER2000003 | IT | SERVER |  | N | SHAMIYA
T3S-SERVER-EQ2220441 | Server Type 2 (NVR) | SIL_DATA_CENTER | JEDDAH |  | OPERATING | CZ25060048 |  | T3S-ITEM-SERVER2000003 | IT | SERVER |  | N | SHAMIYA
T3S-SERVER-EQ2220442 | Server Type 2 (NVR) | SIL_DATA_CENTER | JEDDAH |  | OPERATING | CZ25060046 |  | T3S-ITEM-SERVER2000003 | IT | SERVER |  | N | SHAMIYA
T3S-SERVER-EQ2220443 | Server Type 2 (NVR) | SIL_DATA_CENTER | JEDDAH |  | OPERATING | CZ25060044 |  | T3S-ITEM-SERVER2000003 | IT | SERVER |  | N | SHAMIYA
T3S-SERVER-EQ2220444 | Server Type 2 (NVR) | SIL_DATA_CENTER | JEDDAH |  | OPERATING | CZ2506003X |  | T3S-ITEM-SERVER2000003 | IT | SERVER |  | N | SHAMIYA
T3S-SERVER-EQ2220445 | Server Type 1 (ESXi) | SIL_DATA_CENTER | JEDDAH |  | OPERATING | CZ250601CB |  | T3S-ITEM-SERVER2000007 | IT | SERVER |  | N | SHAMIYA
T3S-SERVER-EQ2220446 | Server Type 1 (ESXi) | SIL_DATA_CENTER | JEDDAH |  | OPERATING | CZ25050J8R |  | T3S-ITEM-SERVER2000007 | IT | SERVER |  | N | SHAMIYA
T3S-SERVER-EQ2220447 | Server Type 1 (ESXi) | SIL_DATA_CENTER | JEDDAH |  | OPERATING | CZ25050J8N |  | T3S-ITEM-SERVER2000007 | IT | SERVER |  | N | SHAMIYA
T3S-SERVER-EQ2220448 | Server Type 1 (ESXi) | SIL_DATA_CENTER | JEDDAH |  | OPERATING | CZ25050J92 |  | T3S-ITEM-SERVER2000007 | IT | SERVER |  | N | SHAMIYA
T3S-SERVER-EQ2220449 | Server Type 1 (ESXi) | SIL_DATA_CENTER | JEDDAH |  | OPERATING | CZ25050J8V |  | T3S-ITEM-SERVER2000007 | IT | SERVER |  | N | SHAMIYA
T3S-SERVER-EQ2220450 | Server Type 2 (NVR) | SIL_DATA_CENTER | JEDDAH |  | OPERATING | CZ2506004G |  | T3S-ITEM-SERVER2000003 | IT | SERVER |  | N | SHAMIYA
T3S-SERVER-EQ2220451 | Server Type 2 (NVR) | SIL_DATA_CENTER | JEDDAH |  | OPERATING | CZ2506004B |  | T3S-ITEM-SERVER2000003 | IT | SERVER |  | N | SHAMIYA
T3S-SERVER-EQ2220452 | Server Type 2 (NVR) | SIL_DATA_CENTER | JEDDAH |  | OPERATING | CZ25060049 |  | T3S-ITEM-SERVER2000003 | IT | SERVER |  | N | SHAMIYA
T3S-SERVER-EQ2220453 | Server Type 2 (NVR) | SIL_DATA_CENTER | JEDDAH |  | OPERATING | CZ25060043 |  | T3S-ITEM-SERVER2000003 | IT | SERVER |  | N | SHAMIYA
T3S-SERVER-EQ2220454 | Server Type 2 (NVR) | SIL_DATA_CENTER | JEDDAH |  | OPERATING | CZ25060045 |  | T3S-ITEM-SERVER2000003 | IT | SERVER |  | N | SHAMIYA
T3S-SERVER-EQ2220455 | Server Type 2 (NVR) | SIL_DATA_CENTER | JEDDAH |  | OPERATING | CZ25060047 |  | T3S-ITEM-SERVER2000003 | IT | SERVER |  | N | SHAMIYA
T3S-SERVER-EQ2220456 | Server Type 2 (NVR) | SIL_DATA_CENTER | JEDDAH |  | OPERATING | CZ25060041 |  | T3S-ITEM-SERVER2000003 | IT | SERVER |  | N | SHAMIYA
T3S-SERVER-EQ2220457 | Server Type 2 (NVR) | SIL_DATA_CENTER | JEDDAH |  | OPERATING | CZ25060042 |  | T3S-ITEM-SERVER2000003 | IT | SERVER |  | N | SHAMIYA
T3S-SERVER-EQ2220458 | Server Type 2 (NVR) | SIL_DATA_CENTER | JEDDAH |  | OPERATING | CZ2506003Y |  | T3S-ITEM-SERVER2000003 | IT | SERVER |  | N | SHAMIYA
T3S-SERVER-EQ2220459 | Enclosure Type 1 (6 Switches) | SIL_DATA_CENTER | JEDDAH |  | OPERATING | CZJ5070CB1 |  | T3S-KIT-ENCLOS2000001 | IT | SERVER |  | N | SHAMIYA
T3S-SERVER-EQ2220460 | Enclosure Type 1 (6 Switches) | SIL_DATA_CENTER | JEDDAH |  | OPERATING | CZ34154HW3 |  | T3S-KIT-ENCLOS2000001 | IT | SERVER |  | N | SHAMIYA
T3S-SWITCH-EQ2180101 | Switch Intel 1B QDR 18 Port | SIL_DATA_CENTER | JEDDAH |  | OPERATING | CNVS471400176 |  | T3S-ITEM-SWITCH2000006 | IT | STORAGE |  | N | SHAMIYA
T3S-SWITCH-EQ2180102 | Switch Intel 1B QDR 18 Port | SIL_DATA_CENTER | JEDDAH |  | OPERATING | CNVS4714001BA |  | T3S-ITEM-SWITCH2000006 | IT | STORAGE |  | N | SHAMIYA

## Unknown
Enclosure with 3 Servers (Kerry) |  | Belong to
Chassis | CZJ5070CB1 | SIL
Blade01 | CZ25050J8N | SIL
Blade02 | CZ25050J8V | SIL
Blade03 | CZ25050J92 | SIL
Enclosure with 8 Servers (Kerry) |  | Belong to
Chassis | CZ5040CLH
Blade01 | CZ25050J8Y | Shamiyah ESXi
Blade02 | CZ25050J9G | Shamiyah ESXi (Not in inventory)
Blade03 | CZ25050J9B | Shamiyah ESXi (Not in inventory)
Blade04 | CZ250603FM | Shamiyah VCA Server
Blade05 | CZ250603FN | Shamiyah VCA Server
Blade06 | CZ250603FR | Shamiyah VCA Server
Blade07 | CZ25060042 | SIL
Blade08 | CZ2506003Y | SIL
Enclosure & Servers (SIL Installed) |  | Belong to
Chassis | CZ34154HW3 | SIL
Blade01 | CZ25050J8P | SIL
Blade02 | CZ25050J8T | SIL
Blade03 | CZ250601CB | SIL
Blade04 | CZ25050J8R | SIL
Blade05 | CZ25050J8W | SIL
Blade06 | CZ2506004G | SIL
Blade07 | CZ2506004B | SIL
Blade08 | CZ25060049 | SIL
Blade09 | CZ25060043 | SIL
Blade10 | CZ25060045 | SIL
Blade11 | CZ25060041 | SIL
Blade12 | CZ25060047 | SIL
Servers (SIL Not Installed) |  | Belong to
Blade01 | CZ25060044 | SIL
Blade02 | CZ250601C6 | SIL
Blade03 | CZ25060048 | SIL
Blade04 | CZ2506004F | SIL
Blade05 | CZ25050J8X | SIL
Blade06 | CZ25060046 | SIL
Blade07 | CZ2506003Z | SIL
Blade08 | CZ2506004D | SIL
Blade09 | CZ2506003X | SIL
Blade10 | CZ2506004C | SIL
Blade11 | CZ25060040 | SIL
Enclosure & Servers (MCR Installed) |  | Belong to
Chassis | CZJ5070C9Y | Shamiyah C7000 Type 1
Blade01 | CZ250606GS | Shamiyah NVR Server
Blade02 | CZ250606FW | Shamiyah NVR Server
Blade03 | CZ250606H6 | Shamiyah NVR Server
Blade04 | CZ250606HL | Shamiyah NVR Server
Blade05 | CZ250606HH | Shamiyah NVR Server
Blade06 | CZ250606G3 | Shamiyah NVR Server
Blade07 | CZ250606H9 | Shamiyah NVR Server
Blade08 | CZ250606J9 | Shamiyah NVR Server
Blade09 | CZ250606H5 | Shamiyah NVR Server
Blade10 | CZ250606G4 | Shamiyah NVR Server
Blade11 | CZ250606HN | Shamiyah NVR Server
Blade12 | CZ250606J3 | Shamiyah NVR Server
Blade13 | CZ250606HJ | Shamiyah NVR Server
Blade14 | CZ250606HM | Shamiyah NVR Server
Blade15 | CZ250606GZ | Shamiyah NVR Server
Blade16 | CZ250606G6 | Shamiyah NVR Server
Enclosure & Servers (Khumrah Installed) |  | Belong to
Chassis | CZJ5070C9Z | Shamiyah C7000 Type 1
Blade01 | CZ25050J99 | Shamiyah ESXi Server
Blade02 | CZ25050J9J | Shamiyah ESXi Server
Blade03 | CZ25050J96 | Shamiyah ESXi Server
Blade04 | CZ25050J90 | Shamiyah ESXi Server
Blade05 | CZ25050J91 | Shamiyah ESXi Server
Blade06 | CZ25050J9F | Shamiyah ESXi Server
Blade07 | CZ25050J9C | Shamiyah ESXi Server
Blade08 | CZ25050J98 | Shamiyah ESXi Server
Blade09 | CZ25050J94 | Shamiyah ESXi Server
Blade10 | CZ25050J9H | Shamiyah ESXi Server
Blade11 | CZ25050J9D | Shamiyah ESXi Server
Blade12 | CZ25050J97 | Shamiyah ESXi Server
Blade13 | CZ25050J8Z | Shamiyah ESXi Server
Blade14 | CZ25050J93 | Shamiyah ESXi Server
Blade15 | CZ25050J95 | Shamiyah ESXi Server
Blade16
Enclosure & Servers (Rack03 U11) |  | Belong to
Chassis | CZJ5070CB5
Blade01
Blade02
Blade03
Blade04 | CZ250603F2
Blade05 | CZ250603G2
Blade06 | CZ250603H9
Blade07 | CZ250603DJ
Blade08 | CZ250603FD
Blade09 | CZ25060FSC
Blade10 | CZ250603DY
Blade11 | CZ250603FZ
Blade12 | CZ25060FR9
Blade13 | CZ250603H1
Blade14 | CZ250603F1
Blade15 | CZ25060FSY
Blade16 | CZ25060FR0
Servers (in Box) |  | Belong to
1 | CZ250606G5 | Shamiyah NVR Server
2 | CZ250603HF | Shamiyah VCA Server (Rusty Server)
3 | CZ250601C5 | Shamiyah ESXi Server
4 | CZ25050J8K | Shamiyah NVR Server
Note on B81: Tahir RIAZ: Faulty packed in box

## Sheet2
Server Type 1 | ESXi Blade Servers (to be used as NVR) | 32 | 18 | 4 | 4 | - 15 available in Khumrah & 3 in kerry WH - 14 from Khumrah to be sent to site - 1 from Khumrah and 3 from Kerry to be packed as spare | khumra | ESXi/NVR | - 14 from Khumrah to be sent to site
Server Type 2 | NVR Blade Servers | 128 | 132 | 18 | 20 | - 130 installed, 2 on site in box, 16 installed for MCR Ramadan Scope - 2 from installed to be sent back as spare and packed - 16 for MCR Ramadan Scope to be sent back as spare and packed - 2 available on site in box to be sent back as spare | Kerry | VCA | - 3 from kerry warehouse to be sent on site
Server Type 4 | VCA CPU Blade Servers | 244 |  | 0 |  | - 239 installed, 1 in box (rusty), 3 in Kerry Warehouse, 1 missing or cannot be tracked - 3 from kerry warehouse to be sent on site - 1 missing server to be tracked

## Data
Description | System Types | CPU | Memory | Disk | Location
HP BL460c G8 | Server Type 1 (ESXi) | 2 x E5-2660 v3 - 10 Cores - 2.6 GHz | 8 GB | 2 x 146 GB | Warehouse
HP BL460c G9 | Server Type 2 (NVR) | 2 x E5-2609 v3 - 6 Cores - 1.90 Ghz | 16 GB | 2 x 300 GB | SIL
HP C7000 Enclosure | Server Type 4 (VCA) | 2 x E5-2623 v3 - 4 Cores - 3.0 GHz | 32 GB | N/A | Platform
HP DL380 G9 | Enclosure Type 1 (6 Switches) | 2 x E5-2630 v2 - 6 cores - 2.60 GHz | 64 GB |  | TTR
| Enclosure Type 2 (2 Switches) | 2 x E5-2660 v1 - 8 Cores - 2.2 GHz | 128 GB |  | MTR
| HP DL380 G9 | 2 x E5-2660 v2 - 10 Cores - 2.2 GHz | N/A |  | RTR
|  | 2 x E5-2609 v2 - 4 Cores - 2.50 Ghz |  |  | TTR (Old)
|  | N/A |  |  | On Site but not installed